## Cover
File Name | Long term system needs - October 2026
Created by: | UK Power Networks
Authors: | Gunes BecerikMir, Yannis Moutafidis
Maintained by: | Gunes BecerikMir, Yannis Moutafidis
Contents: | While all reasonable efforts have been made to ensure the accuracy of the information provided in this document, neither the licensee nor any of its directors or employees is under any liability for any errors, or for any misstatement or opinion on which a user of the document seeks to rely.
Date | Changes summary | Issued by
2026-09-29 | This dataset is based on the 2026 Q3 forecast, incorporating the tRESP pathways. The assessment methodology remains unchanged from the previous version. Key updates include: - Addition of Functional Location and Long Term Development Statement (LTDS) Substation names to support alignment with LTDS and Network Development Plan (NDP) datasets. - Renaming of the "Confidence" column to "Scenario Alignment". - Inclusion of new columns showing flexibility suitability, demand drivers, LAEP enhanced sites and forecasted flexibility requirements across different timescales. | Gunes BecerikMir
2026-03-31 | This dataset is based on the 2026 Q1 forecast, incorporating the final tRESP pathways and Common Planning Assumptions for electric vehicles, domestic heat pumps, and energy efficiency measures. The assessment methodology has been refined from previous editions to improve consistency and transparency. All forecast pathways have been included in the confidence assessment, with confidence levels determined by the level of alignment across scenarios. Smaller variations in the identified constraint years indicate greater confidence. In addition, a new priority ranking framework has been introduced to categorise findings based on whether the first constraint year occurs within ED2, ED3, or beyond this period. | Gunes BecerikMir
Below outlines the definition of every column in the "List" spreadsheet.
Column | Definition | Source/comments
Functional Location | Site Functional Locations (FLOCs) are used to associate the From Substation to Grid and Primary Sites.
Substation name (LTDS) | Name of the Substation in Long Term Development Statement (LTDS). | Long Term Development Statement — UK Power Networks
Substation name (internal) | Name of the Substation.
First constraint year | The year in which the substation first becomes constrained in Holistic Transition (HT) pathway.
Flexibility suitability | Sites identified as unsuitable for flexibility solutions due to being a single-transformer substation.
DNOA Status | The status of the site in the recent DNOA process. Further details on DNOA recommendations are available in the latest DNOA Reports. | https://www.ukpowernetworks.co.uk/our-company/distribution-network-options-assessment-dnoa
DNOA review completed - The site has been assessed in the latest DNOA cycle, and the corresponding recommendation is available, or will be published in the DNOA Reports.
DNOA review next cycle - The site will be evaluated in the next DNOA assessment cycle.
Signposting - Sites where identified needs are expected to emerge by the end of ED3.
Monitor load growth - Sites where identified needs are expected to arise beyond ED3, requiring continued monitoring.
Reinforcement scheme | A list of sites with ongoing reinforcement projects. Additional details can be found in the recent Long Term Development Statement (LTDS) Infrastructure Projects dataset and Network Development Plan. | https://ukpowernetworks.opendatasoft.com/explore/assets/ukpn-ltds-infrastructure-projects/
https://ukpowernetworks.opendatasoft.com/pages/network-development-plan/
Scenario Alignment | The alignment level is determined by the variation in constraint years across different forecast scenarios.
Priority Rank | Priority is assigned based on the first occurrence of a constraint; specifically whether it falls in ED2, ED3, or later.
Demand driver | Shows the key drivers of demand growth through to the end of ED3.
Forecast enhanced with LAEP | Shows sites where forecast enhaced with Local Area Energy Plans. | Local Area Energy Plan — UK Power Networks
Forecasted Need (MW) | Forecasted needs have been updated based on the latest demand forecast, providing visibility of potential capacity needs across the short (next 3 years), medium (next 5 years), and long term (next 10 years) timescales. These requirements are indicative and may change throughout the year, please refer to the Tender Hub for the most up-to-date market requirements and tender participation information. | Tender Hub - UKPN DSO

## List
Forecasted Need (MW) based on HT
Functional Location | Substation Name (LTDS) | Substation Name (Internal) | Holistic Transition (HT) Constraint Year | Flexibility Suitability | DNOA Status | Reinforcement scheme | Scenario Alignment | Priority Rank | Demand Driver | Forecast enhanced with LAEP input? (Y/N) | Now | Short-term need | Medium-term need | Long-term need
LPN-S000000000302 | Aberdeen Pl B 11kV | Aberdeen Place B | 2026 | - | DNOA review next cycle |  | High | High | Heat pump | Y | 1.9 | 3.3 | 4.4 | 8
EPN-S0000000H4016 | Aldreth Primary 11kV | Aldreth Total | 2026 | - | DNOA (TR14) review completed |  | High | High | Other | N | 0.7 | 1.2 | 2 | 6.1
EPN-S0000000H8112 | Brockenhurst Primary 11kV | Brockenhurst Mill Hill Total | 2026 | - | DNOA review next cycle | Reinforcement in delivery | High | High | Electric Vehicle | Y | - | - | - | -
EPN-S0000000H7088 | Central Harpenden Primary 11kV | Central Harpenden | 2026 | - | DNOA (TR14) review completed |  | High | High | Electric Vehicle | N | 0.3 | 1.6 | 4 | 9.4
EPN-S0000000H6053 | Chatteris Primary 11kV | Chatteris | 2026 | - | DNOA (TR14) review completed |  | High | High | Electric Vehicle | N | 1.2 | 2.4 | 3.6 | 8.3
EPN-S0000000H3058 | Chelmsford East Local 11kV | Chelmsford East Local | 2026 | - | DNOA review next cycle |  | High | High | Electric Vehicle | Y | 0.4 | 7.6 | 11 | 16
EPN-S0000000H7123 | Cherry Grn Primary 11kV | Cherry Green Total | 2026 | - | DNOA review next cycle |  | High | High | Electric Vehicle | N | 2.4 | 3.3 | 3.9 | 7.3
EPN-S0000000H8091 | Cockfosters Primary 11kV | Cockfosters | 2026 | - | DNOA (TR14) review completed |  | High | High | Electric Vehicle | Y | 1.5 | 4.7 | 6.6 | 12.3
SPN-S000000008390 | D.W.S. 6.6kV | D.W.S. | 2026 | Not suitable for flexibility | - |  | High | High | Electric Vehicle | N | - | - | - | -
SPN-S000000008393 | Dymchurch 11kV | Dymchurch | 2026 | Not suitable for flexibility | - |  | High | High | Electric Vehicle | Y | - | - | - | -
EPN-S0000000H4028 | Exning Primary 11kV | Exning | 2026 | - | DNOA (TR14) review completed | Reinforcement to be confirmed | High | High | Electric Vehicle | Y | 0.5 | 1.3 | 1.9 | 4.6
EPN-S0000000H1043 | Eye Primary 11kV | Eye | 2026 | - | DNOA (TR14) review completed |  | High | High | Electric Vehicle | Y | 1.1 | 1.6 | 2.1 | 5.1
EPN-S0000000H6035 | Guyhirn Primary 11kV | Guyhirn | 2026 | Not suitable for flexibility | - |  | High | High | Electric Vehicle | Y | - | - | - | -
EPN-S0000000H3019 | Halstead Primary 11kV | Halstead | 2026 | - | DNOA (TR14) review completed |  | High | High | Electric Vehicle | Y | 0.5 | 2.5 | 4 | 9.7
EPN-S0000000H1036 | Haverhill Primary 11kV | Haverhill | 2026 | - | DNOA (TR14) review completed |  | High | High | Electric Vehicle | Y | 1.2 | 2.7 | 3.5 | 7.3
EPN-S0000000H8094 | Hendon Way Primary 11kV | Hendon Way | 2026 | - | DNOA (TR14) review completed |  | High | High | Electric Vehicle | Y | 0.8 | 5.6 | 8 | 13.2
EPN-S0000000H1064 | Kenninghall Primary 11kV | Kenninghall | 2026 | - | DNOA review next cycle |  | High | High | Electric Vehicle | Y | 2.6 | 3.6 | 4.1 | 8.4
EPN-S0000000H4049 | Kimbolton Primary 11kV | Kimbolton | 2026 | Not suitable for flexibility | - |  | High | High | Electric Vehicle | N | - | - | - | -
EPN-S0000000H5007 | Laxfield Primary 11kV | Laxfield | 2026 | Not suitable for flexibility | - |  | High | High | Electric Vehicle | Y | - | - | - | -
SPN-S000000008658 | Lightweight Aggregates 11kV | Lightweight Aggregates | 2026 | Not suitable for flexibility | - |  | High | High | Demand growth | N | - | - | - | -
EPN-S0000000H6040 | Lt Massingham Primary 11kV | Lt Massingham | 2026 | Not suitable for flexibility | - |  | High | High | Electric Vehicle | Y | - | - | - | -
EPN-S0000000H6029 | March Primary 11kV | March Primary | 2026 | - | DNOA (TR14) review completed |  | High | High | Electric Vehicle | Y | 0.2 | 1.9 | 4.1 | 9.7
SPN-S000000008445 | North Chessington 11kV | North Chessington | 2026 | - | DNOA review next cycle |  | High | High | Electric Vehicle | Y | 2.2 | 2.3 | 2.7 | 5
EPN-S0000000H8060 | North Dr Primary 11kV | North Drive | 2026 | - | DNOA (TR14) review completed |  | High | High | Electric Vehicle | N | 1.1 | 1.2 | 1.8 | 4.1
EPN-S0000000H7073 | Reed Primary 11kV | Reed | 2026 | Not suitable for flexibility | - |  | High | High | Electric Vehicle | Y | - | - | - | -
SPN-S000000009997 | Ridham Grid 11kV | Ridham Grid | 2026 | - | DNOA review next cycle |  | High | High | Demand growth | N | 2.5 | 2.5 | 2.5 | 2.5
SPN-S000000008467 | Ripe 11kV | Ripe | 2026 | Not suitable for flexibility | - |  | High | High | Electric Vehicle | N | - | - | - | -
SPN-S000000008595 | Sevington 11kV | Sevington Total | 2026 | - | DNOA review next cycle |  | High | High | Electric Vehicle | Y | 0.6 | 2.2 | 3.3 | 8
EPN-S0000000H6068 | Stickfast Ln Primary 11kV | Stickfast Lane | 2026 | Not suitable for flexibility | - |  | High | High | Other | Y | - | - | - | -
EPN-S0000000H3009 | Thaxted Local 11kV | Thaxted Local | 2026 | Not suitable for flexibility | - |  | High | High | Other | Y | - | - | - | -
EPN-S0000000D5084 | Trowse Grid 33kV | Trowse Grid 33 | 2026 | - | DNOA (TR14) review completed | Reinforcement to be confirmed | High | High | Electric Vehicle | N | 11.2 | 23.9 | 31.4 | 57.4
EPN-S0000000H6069 | Upwell Lakes End Primary 11kV | Upwell Lakes End | 2026 | Not suitable for flexibility | - |  | High | High | Electric Vehicle | Y | - | - | - | -
EPN-S0000000H8022 | Waddesdon Primary 11kV | Waddesdon | 2026 | - | DNOA review next cycle |  | High | High | Electric Vehicle | N | 5.2 | 8.1 | 9.4 | 12.1
EPN-S0000000H7161 | West Horndon Primary 11kV | West Horndon | 2026 | - | DNOA (TR14) review completed |  | High | High | Electric Vehicle | Y | 0.4 | 2.2 | 3.6 | 7.2
EPN-S0000000H3023 | White Roding Primary 11kV | White Roding | 2026 | Not suitable for flexibility | - |  | High | High | Demand growth | Y | - | - | - | -
EPN-S0000000H6049 | Wisbech Railway Primary 11kV | Wisbech Railway | 2026 | - | DNOA (TR14) review completed |  | High | High | Electric Vehicle | Y | 0.9 | 1 | 1.9 | 4
SPN-S000000008531 | Wittersham 6.6kV | Wittersham | 2026 | Not suitable for flexibility | - |  | High | High | Electric Vehicle | Y | - | - | - | -
SPN-S000000008519 | Wrotham Heath 11kV | Wrotham Heath 33/11kV | 2026 | - | DNOA review next cycle |  | High | High | Electric Vehicle | N | 0.2 | 2.2 | 4.1 | 8.4
LPN-S000000000687 | Bow 11kV | Bow | 2027 | - | DNOA (TR14) review completed |  | High | High | Electric Vehicle | Y | 0 | 3.1 | 8.2 | 16
EPN-S0000000H6023 | Coxford Primary 11kV | Coxford | 2027 | - | DNOA review next cycle |  | High | High | Electric Vehicle | Y | 0 | 1 | 1.2 | 2
EPN-S0000000H7044 | High St Primary 11kV | High Street | 2027 | - | DNOA (TR14) review completed |  | High | High | Electric Vehicle | Y | 0 | 3 | 4.6 | 8.9
EPN-S0000000H8035 | Kings Langley Primary 11kV | Kings Langley | 2027 | - | DNOA review next cycle |  | Medium | High | Electric Vehicle | N | 0 | 1.4 | 2.8 | 7.4
SPN-S000000008325 | Kingston 11kV | Kingston Total | 2027 | - | DNOA review next cycle |  | Low | High | Electric Vehicle | Y | 0 | 3.7 | 5.3 | 11.4
EPN-S0000000D6065 | March Grid 33kV | March Grid 33 | 2027 | - | DNOA review next cycle |  | High | High | Electric Vehicle | N | 0 | 3.6 | 7.6 | 19.5
EPN-S0000000H7020 | Thorley Primary 11kV | Thorley | 2027 | - | DNOA review next cycle |  | Low | High | Electric Vehicle | Y | 0 | 2.1 | 5 | 11.1
EPN-S0000000H6030 | Watlington Primary 11kV | Watlington | 2027 | Not suitable for flexibility | - |  | High | High | Electric Vehicle | Y | - | - | - | -
EPN-S0000000D4001 | Arbury Grid 33kV | Arbury Grid | 2028 | - | DNOA review next cycle |  | High | High | Demand growth | N | 0 | 9.9 | 22.6 | 37.7
EPN-S0000000H8024 | Beresford Av Primary 11kV | Beresford Avenue | 2028 | - | DNOA review next cycle |  | Low | High | Electric Vehicle | Y | 0 | 2.7 | 5.4 | 8.9
SPN-S000000008317 | Bexhill Town 11kV | Bexhill Town | 2028 | - | DNOA review next cycle |  | Low | High | Electric Vehicle | N | 0 | 1.4 | 2.2 | 7.1
EPN-S0000000H1034 | Brandon Primary 11kV | Brandon | 2028 | - | DNOA (TR14) review completed |  | High | High | Electric Vehicle | Y | 0 | 1.1 | 1.8 | 5
EPN-S0000000H1014 | Diss Grid 11kV | Diss Grid | 2028 | - | DNOA (TR14) review completed |  | High | High | Electric Vehicle | Y | 0 | 0.9 | 2.4 | 7.9
EPN-S0000000D1014 | Diss Grid 33kV | Diss Grid 33 | 2028 | - | DNOA review next cycle |  | High | High | Demand growth | N | 0 | 6.4 | 11.8 | 32.4
EPN-S0000000H6015 | Downham Market Primary 11kV | Downham Market | 2028 | - | DNOA review next cycle |  | High | High | Electric Vehicle | Y | 0 | 1.3 | 2.1 | 5.6
EPN-S0000000H8133 | East Letchworth Primary 11kV | East Letchworth | 2028 | - | DNOA review next cycle |  | High | High | Electric Vehicle | N | 0 | 0.7 | 1.6 | 6.2
EPN-S0000000F4065 | Fulbourn 11kV | Fulbourn Grid 132/11 | 2028 | - | DNOA review next cycle |  | Low | High | Demand growth | N | 0 | 7.2 | 13.3 | 21.1
EPN-S0000000H5032 | Halesworth Primary 11kV | Halesworth Primary | 2028 | - | DNOA review next cycle |  | High | High | Electric Vehicle | Y | 0 | 0.5 | 1.1 | 3
EPN-S0000000H5006 | Horsford Primary 11kV | Horsford | 2028 | - | DNOA review next cycle |  | High | High | Demand growth | Y | 0 | 2.5 | 4.9 | 8.6
EPN-S0000000H1025 | Kimms Belt Primary 11kV | Kimms Belt | 2028 | - | DNOA (TR14) review completed |  | High | High | Electric Vehicle | Y | 0 | 1.2 | 3.9 | 10.1
EPN-S0000000D6007 | Kings Lynn South Grid 33kV | Kings Lynn South Grid | 2028 | Not suitable for flexibility | - |  | High | High | Electric Vehicle | N | - | - | - | -
EPN-S0000000H8036 | Ladysmith Rd Primary 11kV | Ladysmith Road | 2028 | - | DNOA review next cycle |  | Low | High | Electric Vehicle | Y | 0 | 0.8 | 2.1 | 4.6
SPN-S000000008330 | Lewes Town 11kV | Lewes Town | 2028 | - | DNOA review next cycle |  | Low | High | Demand growth | N | 0 | 1 | 2.3 | 4.5
SPN-S000000008428 | Little Chart 6.6kV | Little Chart | 2028 | - | DNOA (TR14) review completed |  | High | High | Electric Vehicle | Y | 0 | 0.6 | 1.3 | 3.6
EPN-S0000000H1055 | Martlesham Primary 11kV | Martlesham Total | 2028 | - | DNOA review next cycle |  | High | High | Electric Vehicle | Y | 0 | 0.7 | 1.5 | 7.4
EPN-S0000000H1066 | Mildenhall Primary 11kV | Mildenhall Total | 2028 | - | DNOA (TR14) review completed |  | High | High | Electric Vehicle | Y | 0 | 0.5 | 1.4 | 4.9
EPN-S0000000H4079 | Sleaford St Primary 11kV | Sleaford St | 2028 | - | DNOA review next cycle |  | High | High | Demand growth | N | 0 | 6.8 | 12.8 | 17.6
SPN-S000000008497 | Surbiton 11kV | Surbiton | 2028 | - | DNOA review next cycle |  | Low | High | Electric Vehicle | Y | 0 | 1.1 | 3.8 | 9.1
EPN-S0000000D5014 | Thorpe Grid 33kV | Thorpe Grid 33 | 2028 | - | DNOA (TR14) review completed |  | High | High | Electric Vehicle | N | 0 | 5 | 11.5 | 34
EPN-S0000000H5063 | Attleborough Primary 11kV | Attleborough Total | 2029 | - | DNOA review next cycle | Reinforcement to be confirmed | Low | High | Electric Vehicle | Y | 0 | 0.4 | 2.7 | 7.2
LPN-S000000000917 | Bankside D 20kV | Bankside D Total | 2029 | - | DNOA review next cycle |  | - | High | Demand growth | N | 0 | 4.1 | 19.8 | 30.4
EPN-S0000000H5086 | Barsham Primary 11kV | Barsham | 2029 | - | DNOA review next cycle |  | High | High | Electric Vehicle | Y | 0 | 0.2 | 2 | 4.6
EPN-S0000000H4059 | Biggleswade Primary 11kV | Biggleswade Total | 2029 | - | DNOA review next cycle |  | High | High | Electric Vehicle | N | 0 | 0.2 | 1 | 6.2
EPN-S0000000H1012 | Bury Grid 11kV | Bury Grid | 2029 | - | DNOA review next cycle | Reinforcement to be confirmed | High | High | Demand growth | Y | 0 | 1.6 | 8.3 | 23
EPN-S0000000D1012 | Bury Grid 33kV | Bury Grid 33 | 2029 | - | DNOA review next cycle |  | Low | High | Electric Vehicle | N | 0 | 0.6 | 13.1 | 47.2
EPN-S0000000H8072 | Chaul End Primary 11kV | Chaul End | 2029 | - | DNOA review next cycle |  | High | High | Electric Vehicle | N | 0 | 0.1 | 2.5 | 9.3
SPN-S000000008621 | Guildford 'B' 11kV | Guildford B 11kV | 2029 | - | DNOA review next cycle |  | High | High | Electric Vehicle | N | 0 | 0.3 | 2.5 | 11.2
SPN-S000000008361 | Hailsham 11kV | Hailsham | 2029 | - | DNOA (TR14) review completed |  | High | High | Electric Vehicle | N | 0 | 0.4 | 1.4 | 4.7
LPN-S000000000446 | Hatchard Rd 11kV | Hatchard Road | 2029 | - | DNOA review next cycle |  | Medium | High | Heat pump | Y | 0 | 0.4 | 4.9 | 15.8
EPN-S0000000H8052 | Hemel North Primary 11kV | Hemel North | 2029 | - | DNOA review next cycle |  | Low | High | Data Centre | N | 0 | 0.1 | 3.3 | 8.3
EPN-S0000000H4041 | Hilton Primary 11kV | Hilton | 2029 | - | DNOA (TR14) review completed |  | High | High | Electric Vehicle | N | 0 | 0.3 | 1.3 | 4.5
EPN-S0000000H8076 | Houghton Regis Primary 11kV | Houghton Regis Primary | 2029 | - | DNOA review next cycle |  | High | High | Electric Vehicle | N | 0 | 0.1 | 3.2 | 10.7
EPN-S0000000H3069 | Lake & Elliot Primary 11kV | Lake & Elliot | 2029 | - | DNOA review next cycle |  | Low | High | Electric Vehicle | Y | 0 | 0.2 | 1.1 | 2.5
EPN-S0000000D8014 | Letchworth Grid 33kV | Letchworth Grid 33 | 2029 | - | DNOA review next cycle |  | High | High | Electric Vehicle | N | 0 | 0.3 | 7 | 27.6
EPN-S0000000H7154 | Marshfoot Road Primary 11kV | Marshfoot Road | 2029 | - | DNOA review next cycle |  | High | High | Electric Vehicle | Y | 0 | 0.9 | 2.3 | 8
EPN-S0000000H4052 | Marston Rd Primary 11kV | Marston Road | 2029 | - | DNOA review next cycle |  | Low | High | Electric Vehicle | Y | 0 | 0.2 | 2 | 4.8
EPN-S0000000H5036 | Martham Primary 11kV | Martham | 2029 | - | DNOA review next cycle | Reinforcement completed | Low | High | Electric Vehicle | Y | - | - | - | -
LPN-S000000001059 | Merton 11kV | Merton | 2029 | - | DNOA review next cycle |  | Low | High | Electric Vehicle | Y | 0 | 0.2 | 1 | 6.3
EPN-S0000000N8078 | Rickmansworth Grid 11kV | Rickmansworth | 2029 | - | DNOA review next cycle |  | High | High | Demand growth | Y | 0 | 3.1 | 6.6 | 15.6
EPN-S0000000H4032 | Saffron Walden Primary 11kV | Saffron Walden | 2029 | - | DNOA review next cycle |  | High | High | Electric Vehicle | Y | 0 | 0.2 | 0.8 | 4.5
EPN-S0000000H4045 | Sawston Primary 11kV | Sawston | 2029 | - | DNOA review next cycle |  | Low | High | Electric Vehicle | Y | 0 | 4.8 | 8.9 | 18.7
SPN-S000000008483 | Sheerness 6.6kV | Sheerness 33/6.6kV | 2029 | - | DNOA review next cycle |  | Low | High | Demand growth | N | 0 | 0.2 | 1.1 | 2.9
SPN-S000000009144 | Sittingbourne Grid 33kV | Sittingbourne Grid | 2029 | - | DNOA review next cycle | Reinforcement in delivery | High | High | Electric Vehicle | N | - | - | - | -
SPN-S000000008489 | South Orpington 11kV | South Orpington | 2029 | - | DNOA review next cycle |  | High | High | Electric Vehicle | Y | 0 | 0.9 | 2.7 | 10.5
SPN-S000000008493 | Staplehurst 6.6kV | Staplehurst | 2029 | - | DNOA (TR14) review completed |  | High | High | Electric Vehicle | N | 0 | 0.3 | 0.7 | 2.2
SPN-S000000008348 | Sutton B 11kV | Sutton B | 2029 | - | DNOA review next cycle |  | High | High | Demand growth | Y | 0 | 0.8 | 3.4 | 8.3
EPN-S0000000H3008 | Takeley Primary 11kV | Takeley | 2029 | Not suitable for flexibility | - |  | High | High | Electric Vehicle | Y | - | - | - | -
SPN-S000000009353 | West Weybridge 11kV | W. Weybridge 132/11 | 2029 | - | DNOA review next cycle |  | High | High | Demand growth | N | 0 | 0.8 | 5 | 11.5
SPN-S000000008514 | West Worthing 11kV | West Worthing | 2029 | - | DNOA (TR14) review completed |  | High | High | Electric Vehicle | N | 0 | 0.2 | 1.1 | 5.1
EPN-S0000000H3024 | Alresford Primary 11kV | Alresford | 2030 | - | DNOA (TR14) review completed |  | High | High | Electric Vehicle | Y | 0 | 0 | 0.8 | 5.6
EPN-S0000000H4001 | Arbury Grid 11kV | Arbury | 2030 | - | Signposting |  | - | High | Demand growth | N | 0 | 0 | 1.5 | 4.5
EPN-S0000000D7085 | Brimsdown North Grid 33kV | Brimsdown North Grid 33 | 2030 | - | Signposting |  | Medium | High | Electric Vehicle | N | 0 | 0 | 5.2 | 29.7
EPN-S0000000F7026 | Brimsdown South Grid 11kV | Brimsdown South Grid | 2030 | - | Signposting |  | Low | High | Electric Vehicle | Y | 0 | 0 | 2 | 6.4
EPN-S0000000H7040 | Broxbourne Primary 11kV | Broxbourne | 2030 | - | DNOA (TR14) review completed |  | High | High | Electric Vehicle | Y | 0 | 0 | 1.6 | 9
EPN-S0000000H7140 | Bury St Primary 11kV | Bury St | 2030 | - | Signposting |  | High | High | Electric Vehicle | Y | 0 | 0 | 1.6 | 6.3
EPN-S0000000H5029 | Caister Primary 11kV | Caister | 2030 | - | DNOA (TR14) review completed |  | High | High | Electric Vehicle | Y | 0 | 0 | 1 | 4.7
EPN-S0000000H7090 | Chequers Primary 11kV | Chequers | 2030 | - | Signposting |  | Low | High | Electric Vehicle | Y | 0 | 0 | 0.5 | 4.3
EPN-S0000000H7096 | Gardiners Ln Primary 11kV | Gardiners Ln | 2030 | - | Signposting |  | Low | High | Electric Vehicle | Y | 0 | 0 | 2.4 | 9.6
EPN-S0000000D8077 | Ilmer Grid 33kV | Ilmer Grid 33 | 2030 | - | Signposting |  | Low | High | Electric Vehicle | N | 0 | 0 | 13 | 28.2
SPN-S000000008430 | Lewes Central 11kV | Lewes Central | 2030 | - | DNOA (TR14) review completed |  | High | High | Electric Vehicle | N | 0 | 0 | 0.7 | 3.6
SPN-S000000008438 | Mountfield 11kV | Mountfield | 2030 | - | Signposting |  | High | High | Electric Vehicle | N | 0 | 0 | 0.6 | 2.7
EPN-S0000000H7149 | Rainbow Ln Primary 11kV | Rainbow Lane Total | 2030 | - | Signposting |  | High | High | Electric Vehicle | Y | 0 | 0 | 1 | 7.6
SPN-S000000008462 | Rainham 11kV | Rainham | 2030 | - | Signposting |  | High | High | Electric Vehicle | N | 0 | 0 | 0.7 | 4.9
SPN-S000000008476 | Rye 11kV | Rye | 2030 | - | Signposting |  | High | High | Electric Vehicle | N | 0 | 0 | 0.6 | 3.7
EPN-S0000000D8169 | Stevenage Grid 33kV | Stevenage Grid 33 | 2030 | - | Signposting |  | Low | High | Electric Vehicle | N | 0 | 0 | 4.3 | 18.9
EPN-S0000000H5024 | Stody Primary 11kV | Stody | 2030 | - | DNOA (TR14) review completed |  | High | High | Electric Vehicle | Y | 0 | 0 | 0.7 | 3
SPN-S000000008653 | Townsend Hook 6.6kV | Townsend Hook | 2030 | - | Signposting |  | High | High | Electric Vehicle | N | 0 | 0 | 0.7 | 2.9
SPN-S000000009351 | Tunbridge Wells Grid 11kV | Tunbridge Wells 132/11 | 2030 | - | Signposting |  | Low | High | Electric Vehicle | N | 0 | 0 | 2 | 10.7
EPN-S0000000H7054 | Uplands Pk Primary 11kV | Uplands Park | 2030 | - | Signposting |  | High | High | Electric Vehicle | Y | 0 | 0 | 0.4 | 4.2
EPN-S0000000H4034 | Ampthill Primary 11kV | Ampthill | 2031 | - | Signposting |  | High | High | Electric Vehicle | N | 0 | 0 | 0.6 | 6.5
EPN-S0000000D8002 | Aylesbury East Grid 33kV | Aylesbury East Grid 33 | 2031 | - | Signposting |  | Low | High | Electric Vehicle | N | 0 | 0 | 2.9 | 22.6
SPN-S000000008312 | Aylesford 6.6kV | Aylesford | 2031 | - | Signposting |  | High | High | Electric Vehicle | N | 0 | 0 | 0.4 | 6.3
EPN-S0000000D7059 | Bishops Stortford Grid 33kV | Bishops Stortford Grid 33 | 2031 | - | Signposting |  | Low | High | Demand growth | N | 0 | 0 | 1 | 22.4
SPN-S000000008410 | Canterbury Town 11kV | Canterbury Town | 2031 | - | Signposting |  | High | High | Electric Vehicle | N | 0 | 0 | 1.1 | 9.9
EPN-S0000000H8008 | Central Potters Bar Primary 11kV | Central Potters Bar | 2031 | - | Signposting |  | Low | High | Electric Vehicle | N | 0 | 0 | 0.1 | 2.7
EPN-S0000000H3059 | Chisbon Heath Primary 11kV | Chisbon Heath | 2031 | - | Signposting |  | High | High | Other | Y | 0 | 0 | 0.6 | 4
EPN-S0000000H4063 | Croydon Primary 11kV | Croydon | 2031 | Not suitable for flexibility | - |  | High | High | Electric Vehicle | N | - | - | - | -
EPN-S0000000H7063 | East Hertford Primary 11kV | East Hertford | 2031 | - | Signposting |  | High | High | Electric Vehicle | N | 0 | 0 | 0.7 | 6
EPN-S0000000H7095 | Elm Park Primary 11kV | Elm Park | 2031 | - | Signposting |  | Low | High | Electric Vehicle | Y | 0 | 0 | 0.2 | 3.9
EPN-S0000000H1062 | Fornham Primary 11kV | Fornham | 2031 | - | Signposting |  | High | High | Electric Vehicle | Y | 0 | 0 | 0.5 | 5.1
EPN-S0000000H5052 | George Hill Primary 11kV | George Hill | 2031 | - | Signposting |  | High | High | Electric Vehicle | Y | 0 | 0 | 0.9 | 9.3
SPN-S000000008625 | Gravesend South 11kV | Gravesend South | 2031 | - | DNOA (TR14) review completed |  | High | High | Electric Vehicle | N | 0 | 0 | 0.4 | 5
SPN-S000000008409 | Gravesend Town 6.6kV | Gravesend Town | 2031 | - | Signposting |  | Medium | High | Electric Vehicle | N | 0 | 0 | 0.2 | 4.8
LPN-S000000000252 | Lithos Rd A 11kV | Lithos Road | 2031 | - | Signposting |  | High | High | Heat pump | Y | 0 | 0 | 2.6 | 16.4
EPN-S0000000F4055 | Little Barford 11kV | Little Barford | 2031 | - | Signposting |  | High | High | Electric Vehicle | N | 0 | 0 | 0.7 | 9.7
SPN-S000000009932 | Maidstone Grid 33kV | Maidstone 132/33 | 2031 | - | Signposting |  | High | High | Electric Vehicle | N | 0 | 0 | 1.7 | 17.9
EPN-S0000000H1017 | Manor Road Primary 11kV | Manor Road Total | 2031 | - | Signposting |  | High | High | Electric Vehicle | Y | 0 | 0 | 1.5 | 6.7
SPN-S000000008434 | Meads 11kV | Meads | 2031 | - | Signposting |  | Low | High | Electric Vehicle | N | 0 | 0 | 0.1 | 2.1
EPN-S0000000H8165 | North Hitchin Primary 11kV | North Hitchin | 2031 | - | DNOA (TR14) review completed |  | High | High | Electric Vehicle | N | 0 | 0 | 0.1 | 6
EPN-S0000000D7049 | Purfleet Grid 33kV | Purfleet Grid 33 | 2031 | - | Signposting |  | Low | High | Electric Vehicle | N | 0 | 0 | 0.4 | 19.9
LPN-S000000000784 | Sewell Rd B 11kV | Sewell Road | 2031 | - | Signposting |  | High | High | Electric Vehicle | Y | 0 | 0 | 0.5 | 17.6
EPN-S0000000H4088 | St Anthony St Primary 11kV | St Anthony St | 2031 | - | DNOA (TR14) review completed |  | High | High | Electric Vehicle | N | 0 | 0 | 0.7 | 2.3
SPN-S000000008376 | Tenterden 6.6kV | Tenterden | 2031 | - | Signposting |  | High | High | Electric Vehicle | Y | 0 | 0 | 0.2 | 2.6
EPN-S0000000H7158 | Waltham Abbey Primary 11kV | Waltham Abbey | 2031 | - | Signposting |  | High | High | Electric Vehicle | Y | 0 | 0 | 0.1 | 5.6
LPN-S000000000593 | Waterloo Rd 11kV | Waterloo Road | 2031 | - | Signposting |  | High | High | Heat pump | Y | 0 | 0 | 0.8 | 9.9
EPN-S0000000H8046 | Wendover Primary 11kV | Wendover | 2031 | - | Signposting |  | Low | High | Electric Vehicle | N | 0 | 0 | 0.3 | 11.8
EPN-S0000000H8106 | West Letchworth Primary 11kV | West Letchworth | 2031 | - | Signposting |  | Low | High | Electric Vehicle | N | 0 | 0 | 0.4 | 4.2
EPN-S0000000H1067 | Wratting Primary 11kV | Wratting | 2031 | - | Signposting |  | Low | High | Electric Vehicle | Y | 0 | 0 | 3.1 | 8.9
EPN-S0000000D4024 | Austin Canons Grid 33kV | Austin Canons Grid 33 | 2032 | - | Signposting |  | Low | High | Electric Vehicle | N | 0 | 0 | 0 | 23
EPN-S0000000H4074 | Austin Canons Primary 11kV | Austin Canons Primary | 2032 | - | DNOA (TR14) review completed |  | High | High | Electric Vehicle | N | 0 | 0 | 0 | 7.7
EPN-S0000000H7003 | Basildon Local Primary 11kV | Basildon Local Total | 2032 | - | Signposting |  | High | High | Electric Vehicle | Y | 0 | 0 | 0 | 4.6
EPN-S0000000H5002 | Boundary Park Primary 11kV | Boundary Park | 2032 | - | Signposting |  | Low | High | Electric Vehicle | Y | 0 | 0 | 0 | 5
EPN-S0000000H4036 | Bourn Primary 11kV | Bourn | 2032 | - | Signposting | Reinforcement to be confirmed | High | High | Demand growth | N | 0 | 0 | 0 | 7.8
EPN-S0000000D3015 | Braintree Local 33kV | Braintree Grid 33 | 2032 | - | Signposting |  | Low | High | Electric Vehicle | N | 0 | 0 | 0 | 22.1
SPN-S000000008345 | Buxted 11kV | Buxted | 2032 | - | Signposting |  | High | High | Electric Vehicle | N | 0 | 0 | 0 | 3
SPN-S000000009309 | Byfleet 11kV | Byfleet 132/11 | 2032 | - | Signposting |  | Low | High | Demand growth | N | 0 | 0 | 0 | 4.4
SPN-S000000008645 | Chatham Hill 11kV | Chatham Hill | 2032 | - | Signposting |  | Low | High | Electric Vehicle | N | 0 | 0 | 0 | 7.8
EPN-S0000000H8028 | Cheddington Primary 11kV | Cheddington | 2032 | - | Signposting |  | High | High | Other | N | 0 | 0 | 0 | 1.7
EPN-S0000000H8090 | Church End Primary 11kV | Church End | 2032 | - | Signposting |  | Low | High | Electric Vehicle | Y | 0 | 0 | 0 | 2.8
SPN-S000000008518 | Cobham Surrey 11kV | Cobham (Surrey) | 2032 | - | Signposting |  | Medium | High | Electric Vehicle | N | 0 | 0 | 0 | 3.6
LPN-S000000000715 | Crayford 11kV | Crayford | 2032 | - | Signposting |  | Low | High | Electric Vehicle | Y | 0 | 0 | 0 | 1.7
EPN-S0000000H5075 | Cringleford Primary 11kV | Cringleford Total | 2032 | - | DNOA (TR14) review completed |  | High | High | Electric Vehicle | Y | 0 | 0 | 0 | 3.2
EPN-S0000000H5064 | Cromer Primary 11kV | Cromer | 2032 | - | DNOA (TR14) review completed |  | High | High | Electric Vehicle | Y | 0 | 0 | 0 | 4.4
LPN-S000000000716 | Dartford Grid B 11kV | Dartford B | 2032 | - | Signposting |  | Low | High | Electric Vehicle | Y | 0 | 0 | 0 | 11.7
EPN-S0000000H3068 | Dunmow Primary 11kV | Dunmow | 2032 | - | Signposting |  | Low | High | Electric Vehicle | Y | 0 | 0 | 0 | 3.5
EPN-S0000000H8114 | East Barnet Primary 11kV | East Barnet | 2032 | - | Signposting |  | Medium | High | Electric Vehicle | Y | 0 | 0 | 0 | 2.4
SPN-S000000008397 | Effingham 11kV | Effingham | 2032 | - | Signposting |  | Low | High | Demand growth | N | 0 | 0 | 0 | 4.4
SPN-S000000008398 | Epsom 11kV | Epsom | 2032 | - | Signposting |  | Medium | High | Electric Vehicle | N | 0 | 0 | 0 | 4.5
SPN-S000000008403 | Farningham 11kV | Farningham | 2032 | - | Signposting |  | High | High | Electric Vehicle | N | 0 | 0 | 0 | 4.5
EPN-S0000000D7125 | Fleethall Grid 33kV | Fleethall Grid 33 | 2032 | - | Signposting |  | High | High | Electric Vehicle | N | 0 | 0 | 0 | 13
EPN-S0000000H7043 | Grays Primary 11kV | Grays | 2032 | - | Signposting |  | Medium | High | Electric Vehicle | Y | 0 | 0 | 0 | 8.1
EPN-S0000000H8033 | Hemel East Primary 11kV | Hemel East | 2032 | Not suitable for flexibility | - |  | High | High | Electric Vehicle | N | - | - | - | -
EPN-S0000000H1006 | Highfield Primary 11kV | Highfield | 2032 | - | Signposting |  | Medium | High | Electric Vehicle | Y | 0 | 0 | 0 | 7.2
EPN-S0000000H1024 | Ipswich Grid 11kV | Ipswich Grid | 2032 | - | Signposting |  | Low | High | Electric Vehicle | Y | 0 | 0 | 0 | 5
EPN-S0000000H7131 | Manor Way Primary 11kV | Manor Way | 2032 | - | Signposting |  | Low | High | Electric Vehicle | Y | 0 | 0 | 0 | 7.2
EPN-S0000000H4051 | Manton Ln Primary 11kV | Manton Lane | 2032 | - | Signposting |  | High | High | Electric Vehicle | N | 0 | 0 | 0 | 2.9
EPN-S0000000H4044 | Melbourn Primary 11kV | Melbourn Primary | 2032 | Not suitable for flexibility | - |  | Medium | High | Electric Vehicle | N | - | - | - | -
EPN-S0000000H7103 | North Chingford Primary 11kV | North Chingford | 2032 | - | Signposting |  | Low | High | Electric Vehicle | Y | 0 | 0 | 0 | 2.8
EPN-S0000000H3063 | Old Rd Primary 11kV | Old Road | 2032 | - | DNOA (TR14) review completed |  | High | High | Electric Vehicle | Y | 0 | 0 | 0 | 2.9
EPN-S0000000H7113 | Ongar Primary 11kV | Ongar | 2032 | - | Signposting |  | High | High | Electric Vehicle | Y | 0 | 0 | 0 | 4.2
EPN-S0000000H1027 | Playfield Primary 11kV | Playfield | 2032 | - | Signposting |  | High | High | Electric Vehicle | Y | 0 | 0 | 0 | 4.9
EPN-S0000000H7072 | Rainham Primary 11kV | Rainham (EPN) | 2032 | - | Signposting |  | Medium | High | Demand growth | Y | 0 | 0 | 0 | 4.7
SPN-S000000008482 | Shalford 11kV | Shalford | 2032 | - | Signposting |  | High | High | Electric Vehicle | N | 0 | 0 | 0 | 5
EPN-S0000000H7134 | Straight Rd Primary 11kV | Straight Road | 2032 | - | Signposting |  | High | High | Electric Vehicle | Y | 0 | 0 | 0 | 2.5
EPN-S0000000H3053 | West Braintree Primary 11kV | West Braintree | 2032 | - | Signposting |  | Low | High | Demand growth | Y | 0 | 0 | 0 | 10.9
SPN-S000000008517 | Wingham 11kV | Wingham | 2032 | - | Signposting |  | High | High | Electric Vehicle | N | 0 | 0 | 0 | 3.9
SPN-S000000008402 | Ashford East 11kV | Ashford East | 2033 | - | Monitor load growth |  | Low | High | Electric Vehicle | Y | 0 | 0 | 0 | 4.2
SPN-S000000008313 | Banstead 11kV | Banstead | 2033 | - | Monitor load growth |  | High | High | Electric Vehicle | N | 0 | 0 | 0 | 3.7
EPN-S0000000D8068 | Barnet Grid 33kV | Barnet Grid 33 | 2033 | - | Monitor load growth |  | Medium | High | Electric Vehicle | N | 0 | 0 | 0 | 16.2
EPN-S0000000H5049 | Beccles Primary 11kV | Beccles | 2033 | - | Monitor load growth |  | Medium | High | Demand growth | Y | 0 | 0 | 0 | 2
SPN-S000000009303 | Beddington 11kV | Beddington Local | 2033 | - | Monitor load growth |  | - | High | Electric Vehicle | Y | 0 | 0 | 0 | 3.6
EPN-S0000000H7038 | Bellhouse Ln Primary 11kV | Bellhouse Ln | 2033 | - | Monitor load growth |  | High | High | Electric Vehicle | Y | 0 | 0 | 0 | 2.9
EPN-S0000000H8025 | Berkhamsted Primary 11kV | Berkhamsted | 2033 | - | Monitor load growth |  | High | High | Electric Vehicle | N | 0 | 0 | 0 | 3.8
SPN-S000000008316 | Betchworth 11kV | Betchworth Total | 2033 | - | Monitor load growth |  | High | High | Electric Vehicle | N | 0 | 0 | 0 | 1.4
LPN-S000000000910 | Brixton B 11kV | Brixton | 2033 | - | Monitor load growth |  | Medium | High | Heat pump | Y | 0 | 0 | 0 | 8.1
EPN-S0000000H8007 | Caddington Primary 11kV | Caddington | 2033 | - | Monitor load growth |  | High | High | Electric Vehicle | N | 0 | 0 | 0 | 2.8
EPN-S0000000H8113 | Central Wembley Primary 11kV | Central Wembley | 2033 | - | Monitor load growth |  | Low | High | Electric Vehicle | Y | 0 | 0 | 0 | 2.3
LPN-S000000000514 | Clarks Rd B 11kV | Clarks Road | 2033 | - | Monitor load growth |  | High | High | Electric Vehicle | Y | 0 | 0 | 0 | 7.6
EPN-S0000000H1060 | Dock Rd Primary 11kV | Dock Road | 2033 | - | Monitor load growth |  | High | High | Electric Vehicle | Y | 0 | 0 | 0 | 8.2
EPN-S0000000H7094 | Durham Rd Primary 11kV | Durham Road | 2033 | - | Monitor load growth |  | High | High | Electric Vehicle | Y | 0 | 0 | 0 | 4.1
EPN-S0000000H8134 | Exchange St Primary 11kV | Exchange Street | 2033 | - | Monitor load growth |  | Low | High | Electric Vehicle | N | 0 | 0 | 0 | 7.9
EPN-S0000000H6016 | Fakenham Primary 11kV | Fakenham | 2033 | - | Monitor load growth |  | High | High | Electric Vehicle | Y | 0 | 0 | 0 | 3.1
EPN-S0000000D8135 | Finchley Grid 33kV | Finchley Grid 33 | 2033 | - | Monitor load growth |  | Medium | High | Electric Vehicle | N | 0 | 0 | 0 | 13.7
EPN-S0000000D4084 | Fulbourn Grid 33kV | Fulbourn Grid 33 | 2033 | - | Monitor load growth | Reinforcement to be confirmed | - | High | Data Centre | N | 0 | 0 | 0 | 6.4
SPN-S000000009958 | Goddards Green Grid 33kV | Goddards Green | 2033 | - | Monitor load growth |  | High | High | Electric Vehicle | N | 0 | 0 | 0 | 14.3
EPN-S0000000H8137 | Grove Mill Primary 11kV | Grove Mill | 2033 | - | Monitor load growth |  | Medium | High | Electric Vehicle | N | 0 | 0 | 0 | 3.2
EPN-S0000000H6055 | Hardwick Rd Primary 11kV | Hardwick Road Total | 2033 | - | Monitor load growth |  | Medium | High | Electric Vehicle | Y | 0 | 0 | 0 | 2.6
EPN-S0000000F4068 | Huntingdon Grid 11kV | Huntingdon 11 Grid | 2033 | - | Monitor load growth |  | Low | High | Demand growth | N | 0 | 0 | 0 | 9.8
SPN-S000000008420 | Hurstpierpoint 11kV | Hurstpierpoint | 2033 | - | Monitor load growth |  | Medium | High | Electric Vehicle | N | 0 | 0 | 0 | 4.3
EPN-S0000000H1015 | Icklingham Primary 11kV | Icklingham | 2033 | - | Monitor load growth |  | Medium | High | Electric Vehicle | Y | 0 | 0 | 0 | 1.1
EPN-S0000000D1024 | Ipswich Grid 33kV | Ipswich Grid 33 | 2033 | - | Monitor load growth |  | Medium | High | Electric Vehicle | N | 0 | 0 | 0 | 13.5
EPN-S0000000H8012 | Knebworth Primary 11kV | Knebworth | 2033 | - | DNOA (TR14) review completed |  | High | High | Electric Vehicle | N | 0 | 0 | 0 | 1.5
EPN-S0000000H8056 | Luton North Grid 11kV | Luton North Grid | 2033 | - | DNOA (TR14) review completed |  | High | High | Electric Vehicle | N | 0 | 0 | 0 | 6.7
EPN-S0000000H7112 | North Enfield Primary 11kV | North Enfield | 2033 | - | Monitor load growth |  | Low | High | Electric Vehicle | Y | 0 | 0 | 0 | 3.8
EPN-S0000000H6076 | Orton Primary 11kV | Orton | 2033 | - | Monitor load growth |  | Low | High | Electric Vehicle | Y | 0 | 0 | 0 | 3.7
EPN-S0000000H7071 | Ponders End Primary 11kV | Ponders End | 2033 | - | Monitor load growth |  | Low | High | Electric Vehicle | Y | 0 | 0 | 0 | 5
EPN-S0000000H7056 | Rayleigh Local Primary 11kV | Rayleigh Local | 2033 | - | Monitor load growth |  | Low | High | Electric Vehicle | Y | 0 | 0 | 0 | 2.2
SPN-S000000008469 | Romney Warren 11kV | Romney Warren | 2033 | - | Monitor load growth |  | Medium | High | Electric Vehicle | N | 0 | 0 | 0 | 1.5
EPN-S0000000H7053 | Selwyn Rd Primary 11kV | Selwyn Road | 2033 | - | DNOA (TR14) review completed |  | High | High | Electric Vehicle | Y | 0 | 0 | 0 | 4.2
EPN-S0000000H6066 | Southery Primary 11kV | Southery | 2033 | Not suitable for flexibility | - |  | Low | High | Electric Vehicle | Y | - | - | - | -
SPN-S000000008477 | St Helier 11kV | St Helier | 2033 | - | Monitor load growth |  | High | High | Electric Vehicle | Y | 0 | 0 | 0 | 3.1
SPN-S000000008387 | Steel Cross 6.6kV | Steel Cross | 2033 | Not suitable for flexibility | - |  | High | High | Electric Vehicle | N | - | - | - | -
EPN-S0000000H4015 | Thompsons Ln Primary 11kV | Thompsons Lane | 2033 | - | Monitor load growth |  | - | High | Demand growth | N | 0 | 0 | 0 | 2.1
EPN-S0000000D7157 | Tilbury Compact Grid 33kV | Tilbury Compact Grid 33 | 2033 | - | Monitor load growth |  | High | High | Demand growth | N | 0 | 0 | 0 | 17.4
EPN-S0000000H3052 | Tiptree Primary 11kV | Tiptree | 2033 | - | DNOA (TR14) review completed |  | High | High | Electric Vehicle | Y | 0 | 0 | 0 | 2.3
EPN-S0000000H7081 | Turnford Primary 11kV | Turnford | 2033 | - | Monitor load growth |  | Low | High | Demand growth | N | 0 | 0 | 0 | 2.9
EPN-S0000000H8064 | Verity Way Primary 11kV | Verity Way | 2033 | - | Monitor load growth |  | Low | High | Electric Vehicle | N | 0 | 0 | 0 | 3.6
SPN-S000000008507 | Warehorne 11kV | Warehorne | 2033 | Not suitable for flexibility | - |  | High | High | Electric Vehicle | Y | - | - | - | -
EPN-S0000000H6011 | Watton Primary 11kV | Watton | 2033 | - | Monitor load growth |  | Low | High | Electric Vehicle | Y | 0 | 0 | 0 | 2.1
EPN-S0000000H3022 | West Chelmsford Primary 11kV | West Chelmsford | 2033 | - | Monitor load growth |  | Low | High | Electric Vehicle | Y | 0 | 0 | 0 | 3.3
SPN-S000000008515 | Weybridge 11kV | Weybridge | 2033 | - | Monitor load growth |  | Low | High | Electric Vehicle | N | 0 | 0 | 0 | 4.9
EPN-S0000000H6070 | Whittlesey Primary 11kV | Whittlesey | 2033 | - | Monitor load growth |  | High | High | Electric Vehicle | Y | 0 | 0 | 0 | 2.8
SPN-S000000008378 | Withdean 11kV | Withdean | 2033 | - | Monitor load growth |  | Low | High | Electric Vehicle | Y | 0 | 0 | 0 | 4.2
SPN-S000000009902 | Ashford Grid 33kV | Ashford Grid | 2034 | - | Monitor load growth |  | Low | Medium | Electric Vehicle | N | 0 | 0 | 0 | 9.6
EPN-S0000000H8050 | Bee Primary 11kV | Bee | 2034 | - | Monitor load growth |  | Low | Medium | Electric Vehicle | Y | 0 | 0 | 0 | 2.1
EPN-S0000000H7109 | Canvey Primary 11kV | Canvey | 2034 | - | Monitor load growth |  | Low | Medium | Electric Vehicle | Y | 0 | 0 | 0 | 2.9
SPN-S000000008495 | C.E.R.L. 11kV | CERL | 2034 | - | Monitor load growth |  | High | Medium | Electric Vehicle | N | 0 | 0 | 0 | 2.3
SPN-S000000008327 | Chertsey 11kV | Chertsey | 2034 | - | Monitor load growth |  | High | Medium | Electric Vehicle | N | 0 | 0 | 0 | 4.3
SPN-S000000008380 | Cowfold 11kV | Cowfold | 2034 | - | Monitor load growth |  | High | Medium | Electric Vehicle | N | 0 | 0 | 0 | 1.4
SPN-S000000008391 | Dover 11kV | Dover Total | 2034 | - | Monitor load growth |  | Low | Medium | Electric Vehicle | N | 0 | 0 | 0 | 6.4
EPN-S0000000H7028 | East Enfield Primary 11kV | East Enfield | 2034 | - | DNOA (TR14) review completed |  | High | Medium | Electric Vehicle | Y | 0 | 0 | 0 | 0.9
EPN-S0000000H8010 | East Stevenage Primary 11kV | East Stevenage | 2034 | - | Monitor load growth |  | High | Medium | Electric Vehicle | N | 0 | 0 | 0 | 2.6
LPN-S000000000728 | Eltham Grid 11kV | Eltham Grid | 2034 | - | Monitor load growth |  | Medium | Medium | Electric Vehicle | Y | 0 | 0 | 0 | 4.7
LPN-S000000000729 | Eltham High St 11kV | Eltham High Street | 2034 | - | Monitor load growth |  | Medium | Medium | Electric Vehicle | Y | 0 | 0 | 0 | 3.1
EPN-S0000000H4007 | Ely Primary 11kV | Ely | 2034 | - | Monitor load growth |  | Low | Medium | Demand growth | Y | 0 | 0 | 0 | 5.2
EPN-S0000000H4085 | Godmanchester Primary 11kV | Godmanchester | 2034 | Not suitable for flexibility | - |  | High | Medium | Electric Vehicle | N | - | - | - | -
EPN-S0000000D5066 | Gorleston Grid 33kV | Gorleston Grid 33 | 2034 | Not suitable for flexibility | - |  | Low | Medium | Electric Vehicle | N | - | - | - | -
EPN-S0000000H8136 | Greenhill Primary 11kV | Greenhill | 2034 | - | Monitor load growth |  | High | Medium | Electric Vehicle | Y | 0 | 0 | 0 | 2.1
EPN-S0000000H7009 | Hainault Av Primary 11kV | Hainault Ave | 2034 | - | Monitor load growth |  | Medium | Medium | Electric Vehicle | Y | 0 | 0 | 0 | 2.5
EPN-S0000000H7110 | Hanger Lea Primary 11kV | Hanger Lea | 2034 | - | Monitor load growth |  | Low | Medium | Electric Vehicle | Y | 0 | 0 | 0 | 2.9
EPN-S0000000D4009 | Histon Grid 33kV | Histon Grid 33 | 2034 | - | Monitor load growth |  | Low | Medium | Demand growth | N | 0 | 0 | 0 | 22.7
SPN-S000000008524 | Horsebridge 11kV | Horsebridge | 2034 | - | Monitor load growth |  | High | Medium | Electric Vehicle | N | 0 | 0 | 0 | 1.8
SPN-S000000008535 | Horsell 11kV | Horsell | 2034 | - | Monitor load growth |  | Low | Medium | Electric Vehicle | N | 0 | 0 | 0 | 1.8
EPN-S0000000H7099 | Kingswood Primary 11kV | Kingswood | 2034 | - | Monitor load growth |  | Low | Medium | Electric Vehicle | Y | 0 | 0 | 0 | 3.4
EPN-S0000000H7011 | Lakeside Primary 11kV | Lakeside | 2034 | - | Monitor load growth |  | - | Medium | Electric Vehicle | Y | 0 | 0 | 0 | 2.1
SPN-S000000008328 | Leatherhead Town 11kV | Leatherhead Town | 2034 | - | Monitor load growth |  | High | Medium | Electric Vehicle | N | 0 | 0 | 0 | 4.1
EPN-S0000000H3005 | Lexden Primary 11kV | Lexden | 2034 | - | Monitor load growth |  | Low | Medium | Electric Vehicle | Y | 0 | 0 | 0 | 1.6
SPN-S000000008427 | Leysdown 6.6kV | Leysdown | 2034 | Not suitable for flexibility | - |  | Medium | Medium | Electric Vehicle | N | - | - | - | -
SPN-S000000008431 | Littlehampton 11kV | Littlehampton Total | 2034 | - | Monitor load growth |  | Low | Medium | Electric Vehicle | N | 0 | 0 | 0 | 3.9
EPN-S0000000H7074 | Lonsdale Dr Primary 11kV | Lonsdale Drive | 2034 | - | Monitor load growth |  | Low | Medium | Electric Vehicle | Y | 0 | 0 | 0 | 1.7
EPN-S0000000H5056 | Lowestoft Grid 11kV | Lowestoft Grid | 2034 | - | Monitor load growth |  | High | Medium | Electric Vehicle | Y | 0 | 0 | 0 | 4.6
EPN-S0000000H8039 | Luton Airport Primary 11kV | Luton Airport | 2034 | - | Monitor load growth |  | Low | Medium | Electric Vehicle | N | 0 | 0 | 0 | 3.5
SPN-S000000009133 | Medway Grid 33kV | Medway Grid | 2034 | - | Monitor load growth |  | High | Medium | Electric Vehicle | N | 0 | 0 | 0 | 14.2
EPN-S0000000H1050 | Melton Primary 11kV | Melton | 2034 | - | Monitor load growth |  | Low | Medium | Electric Vehicle | Y | 0 | 0 | 0 | 2.3
EPN-S0000000H1028 | Newmarket Primary 11kV | Newmarket | 2034 | - | Monitor load growth |  | High | Medium | Electric Vehicle | Y | 0 | 0 | 0 | 3.2
SPN-S000000008443 | North Cheam 11kV | North Cheam | 2034 | - | Monitor load growth |  | High | Medium | Electric Vehicle | Y | 0 | 0 | 0 | 2.5
SPN-S000000008449 | North Worthing 11kV | North Worthing | 2034 | - | Monitor load growth |  | High | Medium | Electric Vehicle | N | 0 | 0 | 0 | 3.6
SPN-S000000008453 | Old Woking 11kV | Old Woking | 2034 | - | Monitor load growth |  | Medium | Medium | Electric Vehicle | N | 0 | 0 | 0 | 2.2
SPN-S000000008461 | Queens Park 11kV | Queens Park | 2034 | - | Monitor load growth |  | Low | Medium | Heat pump | Y | 0 | 0 | 0 | 3.2
EPN-S0000000H5069 | Sall 11kV | Sall Grid | 2034 | - | Monitor load growth |  | Low | Medium | Other | Y | 0 | 0 | 0 | 1.3
EPN-S0000000D5023 | Sall Grid 33kV | Sall Grid 33 | 2034 | - | Monitor load growth |  | Low | Medium | Electric Vehicle | N | 0 | 0 | 0 | 12.6
SPN-S000000008344 | Sittingbourne Town 11kV | Sittingbourne Town | 2034 | - | Monitor load growth |  | Medium | Medium | Electric Vehicle | N | 0 | 0 | 0 | 1.4
EPN-S0000000H8042 | South Harrow Primary 11kV | South Harrow | 2034 | - | Monitor load growth |  | High | Medium | Electric Vehicle | Y | 0 | 0 | 0 | 3.5
EPN-S0000000H5070 | Sprowston Primary 11kV | Sprowston | 2034 | - | Monitor load growth |  | Low | Medium | Electric Vehicle | Y | 0 | 0 | 0 | 1.5
EPN-S0000000H8061 | Stevenage Primary 11kV | Stevenage Primary | 2034 | - | Monitor load growth |  | High | Medium | Electric Vehicle | N | 0 | 0 | 0 | 1.5
SPN-S000000009948 | Strood 11kV | Strood 132/11 | 2034 | - | Monitor load growth |  | Medium | Medium | Electric Vehicle | N | 0 | 0 | 0 | 9
EPN-S0000000D1056 | Thetford Grid 33kV | Thetford Grid 33 | 2034 | - | Monitor load growth |  | Low | Medium | Electric Vehicle | N | 0 | 0 | 0 | 9.2
EPN-S0000000H7135 | Thundersley Primary 11kV | Thundersley | 2034 | - | Monitor load growth |  | High | Medium | Electric Vehicle | Y | 0 | 0 | 0 | 2.6
SPN-S000000008513 | West Wickham 11kV | West Wickham | 2034 | - | Monitor load growth |  | High | Medium | Electric Vehicle | Y | 0 | 0 | 0 | 3.3
EPN-S0000000H7037 | Wickford Primary 11kV | Wickford | 2034 | - | Monitor load growth |  | High | Medium | Electric Vehicle | Y | 0 | 0 | 0 | 2.6
LPN-S000000000196 | Wood Lane 11kV | Wood Lane 132/11kV | 2034 | - | Monitor load growth |  | - | Medium | Electric Vehicle | Y | 0 | 0 | 0 | 10
SPN-S000000009101 | Addington Grid 33kV | Addington Grid | 2035 | - | Monitor load growth |  | Medium | Medium | Electric Vehicle | N | 0 | 0 | 0 | 6.6
SPN-S000000008305 | Angmering 11kV | Angmering | 2035 | - | Monitor load growth |  | High | Medium | Electric Vehicle | N | 0 | 0 | 0 | 1.7
LPN-S000000000606 | Axe St 11kV | Axe Street | 2035 | - | Monitor load growth |  | - | Medium | Electric Vehicle | Y | 0 | 0 | 0 | 2.5
SPN-S000000008527 | Barming 11kV | Barming | 2035 | - | Monitor load growth |  | High | Medium | Electric Vehicle | N | 0 | 0 | 0 | 2.1
EPN-S0000000D1011 | Belchamp Grid 33kV | Belchamp Grid 33 | 2035 | - | Monitor load growth |  | Low | Medium | Electric Vehicle | N | 0 | 0 | 0 | 2.8
EPN-S0000000H8051 | Bellevue Primary 11kV | Bellevue | 2035 | - | Monitor load growth |  | Low | Medium | Electric Vehicle | Y | 0 | 0 | 0 | 1.9
LPN-S000000000907 | Bengeworth Rd 11kV | Bengeworth Road | 2035 | - | Monitor load growth |  | Medium | Medium | Heat pump | Y | 0 | 0 | 0 | 2.5
SPN-S000000009104 | Betteshanger Grid 33kV | Betteshanger Grid | 2035 | - | Monitor load growth |  | High | Medium | Electric Vehicle | N | 0 | 0 | 0 | 4.1
EPN-S0000000D4172 | East Biggleswade Grid | Biggleswade East Grid 33 | 2035 | Not suitable for flexibility | - | Reinforcement in delivery | High | Medium | - | N | - | - | - | -
SPN-S000000009105 | Bolney Grid 33kV | Bolney Grid | 2035 | - | Monitor load growth |  | High | Medium | Electric Vehicle | N | 0 | 0 | 0 | 3.5
EPN-S0000000H3014 | Braintree Depot Primary 11kV | Braintree Depot | 2035 | - | Monitor load growth |  | Low | Medium | Electric Vehicle | Y | 0 | 0 | 0 | 3
EPN-S0000000H7086 | Bruce Gv Primary 11kV | Bruce Grove | 2035 | - | Monitor load growth |  | Medium | Medium | Electric Vehicle | Y | 0 | 0 | 0 | 1
SPN-S000000008339 | Burgess Hill 11kV | Burgess Hill | 2035 | - | Monitor load growth |  | Low | Medium | Electric Vehicle | N | 0 | 0 | 0 | 2
EPN-S0000000H6003 | Bury Primary 11kV | Bury (Cambs) Total | 2035 | - | Monitor load growth |  | High | Medium | Electric Vehicle | N | 0 | 0 | 0 | 1.5
SPN-S000000008597 | Canterbury Local 11kV | Canterbury Local | 2035 | - | Monitor load growth |  | High | Medium | Electric Vehicle | N | 0 | 0 | 0 | 1.3
SPN-S000000008346 | Caterham 11kV | Caterham | 2035 | - | Monitor load growth |  | Medium | Medium | Electric Vehicle | N | 0 | 0 | 0 | 2.5
EPN-S0000000H7087 | Central Edmonton Primary 11kV | Central Edmonton | 2035 | - | Monitor load growth |  | Medium | Medium | Electric Vehicle | Y | 0 | 0 | 0 | 2.5
SPN-S000000009111 | Chelsfield Grid 33kV | Chelsfield Grid | 2035 | - | Monitor load growth |  | High | Medium | Electric Vehicle | N | 0 | 0 | 0 | 13.3
EPN-S0000000D3027 | Clacton Grid 33kV | Clacton Grid 33 | 2035 | - | Monitor load growth |  | High | Medium | Electric Vehicle | N | 0 | 0 | 0 | 9.2
SPN-S000000008381 | Cranbrook 11kV | Cranbrook | 2035 | - | Monitor load growth |  | High | Medium | Electric Vehicle | Y | 0 | 0 | 0 | 0.4
SPN-S000000008382 | Cranleigh 11kV | Cranleigh | 2035 | - | Monitor load growth |  | High | Medium | Electric Vehicle | N | 0 | 0 | 0 | 1.7
EPN-S0000000H5065 | Earlham Grid Local 11kV | Earlham Grid Local A | 2035 | - | Monitor load growth |  | - | Medium | Electric Vehicle | Y | 0 | 0 | 0 | 0.5
EPN-S0000000H8092 | East Finchley Primary 11kV | East Finchley | 2035 | - | Monitor load growth |  | Low | Medium | Electric Vehicle | Y | 0 | 0 | 0 | 2.3
SPN-S000000008396 | East Grinstead 11kV | East Grinstead | 2035 | - | Monitor load growth |  | High | Medium | Electric Vehicle | N | 0 | 0 | 0 | 4.2
EPN-S0000000H5043 | Framlingham Primary 11kV | Framlingham | 2035 | - | Monitor load growth |  | Medium | Medium | Electric Vehicle | Y | 0 | 0 | 0 | 0.8
EPN-S0000000H6072 | Gaywood Bridge Primary 11kV | Gaywood Bridge | 2035 | - | Monitor load growth |  | High | Medium | Electric Vehicle | Y | 0 | 0 | 0 | 1.4
EPN-S0000000H7147 | Glaxo Primary 11kV | Glaxo | 2035 | - | Monitor load growth |  | - | Medium | Electric Vehicle | N | 0 | 0 | 0 | 0.3
EPN-S0000000H8116 | Golders Grn Primary 11kV | Golders Green | 2035 | - | Monitor load growth |  | Medium | Medium | Electric Vehicle | Y | 0 | 0 | 0 | 2
EPN-S0000000H8157 | Gt Missenden Primary 11kV | Great Missenden | 2035 | - | Monitor load growth |  | Medium | Medium | Electric Vehicle | N | 0 | 0 | 0 | 1.4
EPN-S0000000D5067 | GT Yarmouth Grid 33kV | Great Yarmouth Grid 33 | 2035 | Not suitable for flexibility | - |  | High | Medium | Electric Vehicle | N | - | - | - | -
EPN-S0000000H4040 | Harrowden Primary 11kV | Harrowden | 2035 | - | Monitor load growth |  | - | Medium | Electric Vehicle | N | 0 | 0 | 0 | 1.6
SPN-S000000009122 | Hartley Grid 33kV | Hartley Grid | 2035 | - | Monitor load growth |  | High | Medium | Electric Vehicle | N | 0 | 0 | 0 | 4.2
EPN-S0000000H8117 | Hartspring Primary 11kV | Hartspring | 2035 | - | Monitor load growth |  | Low | Medium | Electric Vehicle | N | 0 | 0 | 0 | 1.2
SPN-S000000008365 | Headcorn 6.6kV | Headcorn | 2035 | - | Monitor load growth |  | High | Medium | Electric Vehicle | Y | 0 | 0 | 0 | 1
SPN-S000000008418 | Horam 11kV | Horam | 2035 | - | Monitor load growth |  | High | Medium | Electric Vehicle | N | 0 | 0 | 0 | 1
EPN-S0000000H7029 | Hutton Primary 11kV | Hutton | 2035 | - | Monitor load growth |  | Low | Medium | Electric Vehicle | Y | 0 | 0 | 0 | 1.6
EPN-S0000000H8158 | Ilmer Primary 11kV | Ilmer 11 | 2035 | - | Monitor load growth |  | Medium | Medium | Electric Vehicle | N | 0 | 0 | 0 | 1
SPN-S000000008422 | Jarvis Brook 6.6kV | Jarvis Brook | 2035 | - | Monitor load growth |  | High | Medium | Electric Vehicle | N | 0 | 0 | 0 | 0.5
EPN-S0000000H6036 | Kempstone Primary 11kV | Kempstone | 2035 | Not suitable for flexibility | - |  | Low | Medium | Other | Y | - | - | - | -
EPN-S0000000H4020 | Landbeach Primary 11kV | Landbeach | 2035 | - | Monitor load growth |  | - | Medium | Electric Vehicle | N | 0 | 0 | 0 | 10.4
EPN-S0000000H5019 | Leiston Primary 11kV | Leiston | 2035 | - | Monitor load growth |  | Low | Medium | Other | Y | 0 | 0 | 0 | 0.9
EPN-S0000000H4042 | Littleport Primary 11kV | Littleport | 2035 | - | Monitor load growth |  | Medium | Medium | Electric Vehicle | Y | 0 | 0 | 0 | 0.7
EPN-S0000000H8058 | Merryhill Primary 11kV | Merryhill | 2035 | - | Monitor load growth |  | High | Medium | Electric Vehicle | Y | 0 | 0 | 0 | 2.3
EPN-S0000000D7017 | Nevendon Grid 33kV | Nevendon Grid 33 | 2035 | - | Monitor load growth |  | Low | Medium | Electric Vehicle | N | 0 | 0 | 0 | 5.2
SPN-S000000008448 | North Shoreham 11kV | North Shoreham | 2035 | - | Monitor load growth |  | High | Medium | Electric Vehicle | N | 0 | 0 | 0 | 2.1
EPN-S0000000H5008 | Peasenhall Primary 11kV | Peasenhall | 2035 | - | Monitor load growth |  | Low | Medium | Electric Vehicle | Y | 0 | 0 | 0 | 0.4
EPN-S0000000N6060 | Peterborough Central 11kV | Peterborough Central 11 Total | 2035 | - | Monitor load growth |  | Medium | Medium | Electric Vehicle | Y | 0 | 0 | 0 | 1.8
SPN-S000000009141 | Purley Grid 33kV | Purley Grid | 2035 | - | Monitor load growth |  | Medium | Medium | Electric Vehicle | N | 0 | 0 | 0 | 8.1
SPN-S000000008463 | Ramsgate 11kV | Ramsgate | 2035 | - | Monitor load growth |  | Medium | Medium | Electric Vehicle | N | 0 | 0 | 0 | 2.2
EPN-S0000000D7114 | Shenfield Grid 33kV | Shenfield Grid 33 | 2035 | - | Monitor load growth |  | High | Medium | Electric Vehicle | N | 0 | 0 | 0 | 9.8
SPN-S000000008644 | Shepway 11kV | Shepway | 2035 | - | Monitor load growth |  | Medium | Medium | Electric Vehicle | N | 0 | 0 | 0 | 2.8
EPN-S0000000H4046 | St Ives Primary 11kV | St Ives | 2035 | - | Monitor load growth |  | Medium | Medium | Electric Vehicle | N | 0 | 0 | 0 | 3.4
EPN-S0000000D1018 | Stowmarket Grid 33kV | Stowmarket Grid 33 | 2035 | - | Monitor load growth |  | High | Medium | Demand growth | N | 0 | 0 | 0 | 9.7
EPN-S0000000H1019 | Sudbury Primary 11kV | Sudbury | 2035 | - | Monitor load growth |  | High | Medium | Electric Vehicle | Y | 0 | 0 | 0 | 1.5
EPN-S0000000D8086 | Sundon 33kV | Sundon 33 | 2035 | - | Monitor load growth |  | Low | Medium | Demand growth | N | 0 | 0 | 0 | 9.8
SPN-S000000008496 | Sundridge 11kV | Sundridge | 2035 | - | Monitor load growth |  | High | Medium | Electric Vehicle | N | 0 | 0 | 0 | 1.4
SPN-S000000008347 | Sutton A 11kV | Sutton A | 2035 | - | Monitor load growth |  | High | Medium | Electric Vehicle | Y | 0 | 0 | 0 | 2.4
SPN-S000000009949 | Thanet Grid 33kV | Thanet Grid | 2035 | - | Monitor load growth |  | High | Medium | Electric Vehicle | N | 0 | 0 | 0 | 6.8
EPN-S0000000F7021 | Tottenham Grid 11kV | Tottenham Grid | 2035 | - | Monitor load growth |  | Low | Medium | Electric Vehicle | Y | 0 | 0 | 0 | 1.7
EPN-S0000000H3010 | Valleybridge Rd Primary 11kV | Valleybridge Rd | 2035 | - | Monitor load growth |  | Low | Medium | Electric Vehicle | Y | 0 | 0 | 0 | 1.5
SPN-S000000009153 | West Weybridge Grid 33kV | W. Weybridge 132/33 | 2035 | - | Monitor load growth |  | Medium | Medium | Electric Vehicle | N | 0 | 0 | 0 | 5.1
EPN-S0000000H1009 | Warren Heath 11kV | Warren Heath | 2035 | - | Monitor load growth |  | High | Medium | Electric Vehicle | Y | 0 | 0 | 0 | 2
EPN-S0000000H7160 | Watsons Rd Primary 11kV | Watsons Rd | 2035 | - | Monitor load growth |  | High | Medium | Electric Vehicle | Y | 0 | 0 | 0 | 1.7
EPN-S0000000H5038 | West Beckham Primary 11kV | West Beckham | 2035 | - | Monitor load growth |  | High | Medium | Electric Vehicle | Y | 0 | 0 | 0 | 1
SPN-S000000008512 | West Hoathly 11kV | West Hoathly | 2035 | - | Monitor load growth |  | High | Medium | Electric Vehicle | N | 0 | 0 | 0 | 1.1
SPN-S000000008510 | Westgate 11kV | Westgate | 2035 | - | Monitor load growth |  | High | Medium | Electric Vehicle | N | 0 | 0 | 0 | 1.7
EPN-S0000000D5073 | Wickham Market Grid 33kV | Wickham Market Grid 33 | 2035 | - | Monitor load growth |  | High | Medium | Demand growth | N | 0 | 0 | 0 | 4.8
LPN-S000000000896 | Winlaton Rd 11kV | Winlaton | 2035 | - | Monitor load growth |  | High | Medium | Electric Vehicle | Y | 0 | 0 | 0 | 5.4
LPN-S000000000697 | Woodgrange Park 11kV | Woodgrange Park | 2035 | - | Monitor load growth |  | High | Medium | Heat pump | Y | 0 | 0 | 0 | 3.1
EPN-S0000000H8128 | Amersham Primary 11kV | Amersham 11 | 2036 | - | Monitor load growth |  | Low | Medium | Electric Vehicle | N | 0 | 0 | 0 | 0.8
EPN-S0000000H7025 | Billericay East Primary 11kV | Billericay East | 2036 | - | Monitor load growth |  | Low | Medium | Electric Vehicle | Y | 0 | 0 | 0 | 0.5
EPN-S0000000H7108 | Brentwood Primary 11kV | Brentwood | 2036 | - | Monitor load growth |  | Low | Medium | Electric Vehicle | Y | 0 | 0 | 0 | 0.2
SPN-S000000009119 | Fishersgate Grid 33kV | Brighton Fishersgate | 2036 | - | Monitor load growth |  | Low | Medium | Electric Vehicle | N | 0 | 0 | 0 | 2.1
EPN-S0000000H4060 | Brington Primary 11kV | Brington | 2036 | Not suitable for flexibility | - | Reinforcement to be confirmed | - | Medium | Electric Vehicle | N | - | - | - | -
LPN-S000000000705 | Broadway 11kV | Broadway | 2036 | - | Monitor load growth |  | Low | Medium | Electric Vehicle | Y | 0 | 0 | 0 | 1.8
EPN-S0000000H8071 | Buckingham Rd Primary 11kV | Buckingham Road | 2036 | - | Monitor load growth |  | Medium | Medium | Electric Vehicle | N | 0 | 0 | 0 | 0.9
LPN-S000000000109 | Bulwer St 11kV | Bulwer Street | 2036 | - | Monitor load growth |  | - | Medium | Heat pump | Y | 0 | 0 | 0 | 1.5
EPN-S0000000H8154 | Cell Barnes Primary 11kV | Cell Barnes 11 | 2036 | - | Monitor load growth |  | Medium | Medium | Electric Vehicle | N | 0 | 0 | 0 | 1.6
EPN-S0000000H8129 | Central Welwyn Primary 11kV | Central Welwyn | 2036 | - | Monitor load growth |  | Low | Medium | Electric Vehicle | N | 0 | 0 | 0 | 0.3
EPN-S0000000H7141 | Chalvedon Primary 11kV | Chalvedon | 2036 | - | Monitor load growth |  | High | Medium | Electric Vehicle | Y | 0 | 0 | 0 | 0.4
EPN-S0000000H7142 | Chase Cross Primary 11kV | Chase Cross | 2036 | - | Monitor load growth |  | Low | Medium | Electric Vehicle | Y | 0 | 0 | 0 | 0.6
EPN-S0000000H7041 | Cherry Tree Primary 11kV | Cherry Tree | 2036 | - | Monitor load growth |  | Medium | Medium | Electric Vehicle | Y | 0 | 0 | 0 | 0.1
EPN-S0000000H1059 | Claydon Cement Primary 11kV | Claydon Cement | 2036 | - | Monitor load growth |  | Medium | Medium | Electric Vehicle | Y | 0 | 0 | 0 | 0.9
SPN-S000000008498 | Cobham Kent 11kV | Cobham (Kent) Total | 2036 | - | Monitor load growth |  | High | Medium | Other | N | 0 | 0 | 0 | 0.4
EPN-S0000000D3044 | Colchester Grid 33kV | Colchester Grid 33 | 2036 | - | Monitor load growth |  | Low | Medium | Electric Vehicle | N | 0 | 0 | 0 | 0.7
SPN-S000000008379 | Coulsdon 33/11kV | Coulsdon | 2036 | - | Monitor load growth |  | Low | Medium | Electric Vehicle | Y | 0 | 0 | 0 | 0.6
SPN-S000000008384 | Crawley Industrial West 11kV | Crawley Ind West | 2036 | - | Monitor load growth |  | Medium | Medium | Electric Vehicle | N | 0 | 0 | 0 | 0.3
SPN-S000000009915 | Croydon B 33kV | Croydon B | 2036 | - | Monitor load growth |  | Low | Medium | Electric Vehicle | N | 0 | 0 | 0 | 0.6
LPN-S000000000822 | Dermody Rd 11kV | Dermody Road | 2036 | - | Monitor load growth |  | Low | Medium | Electric Vehicle | Y | 0 | 0 | 0 | 0.8
EPN-S0000000H8131 | Dunstable Primary 11kV | Dunstable | 2036 | - | Monitor load growth |  | High | Medium | Electric Vehicle | N | 0 | 0 | 0 | 1.1
EPN-S0000000H8011 | Eastcote Primary 11kV | Eastcote Primary | 2036 | - | Monitor load growth |  | Low | Medium | Electric Vehicle | Y | 0 | 0 | 0 | 1.7
EPN-S0000000H1004 | Elmswell Primary 11kV | Elmswell | 2036 | - | Monitor load growth |  | High | Medium | Other | Y | 0 | 0 | 0 | 0.1
LPN-S000000000524 | Exeter Rd 11kV | Exeter Road | 2036 | - | Monitor load growth |  | Low | Medium | Electric Vehicle | Y | 0 | 0 | 0 | 0.8
EPN-S0000000H6033 | Fairstead Primary 11kV | Fairstead Total | 2036 | - | Monitor load growth |  | High | Medium | Electric Vehicle | Y | 0 | 0 | 0 | 0.4
EPN-S0000000C1005 | Felixstowe Grid 33kV | Felixstowe Grid 33 | 2036 | - | Monitor load growth |  | Low | Medium | Electric Vehicle | N | 0 | 0 | 0 | 1.9
EPN-S0000000H3061 | Frinton Primary 11kV | Frinton | 2036 | - | Monitor load growth |  | Medium | Medium | Electric Vehicle | Y | 0 | 0 | 0 | 0.7
SPN-S000000008585 | Grovehurst Local 11kV | Grovehurst Local | 2036 | - | Monitor load growth |  | High | Medium | Electric Vehicle | N | 0 | 0 | 0 | 0.2
EPN-S0000000H7097 | Hadleigh Primary Essex 11kV | Hadleigh Essex | 2036 | - | Monitor load growth |  | Low | Medium | Electric Vehicle | Y | 0 | 0 | 0 | 0.8
SPN-S000000008411 | Ham 11kV | Ham | 2036 | - | Monitor load growth |  | Low | Medium | Electric Vehicle | Y | 0 | 0 | 0 | 0.2
EPN-S0000000H5080 | Hardingham Primary 11kV | Hardingham | 2036 | Not suitable for flexibility | - |  | Low | Medium | Electric Vehicle | Y | - | - | - | -
EPN-S0000000H7067 | Harold Wood Primary 11kV | Harold Wood | 2036 | - | Monitor load growth |  | Medium | Medium | Electric Vehicle | Y | 0 | 0 | 0 | 1.1
SPN-S000000008414 | Harrietsham 11kV | Harrietsham | 2036 | - | Monitor load growth |  | Low | Medium | Electric Vehicle | Y | 0 | 0 | 0 | 0.3
EPN-S0000000H8031 | Harrow North Grid 11kV | Harrow North | 2036 | - | Monitor load growth |  | High | Medium | Electric Vehicle | Y | 0 | 0 | 0 | 0.1
EPN-S0000000D8031 | Harrow North Grid 33kV | Harrow North Grid 33 | 2036 | - | Monitor load growth |  | Low | Medium | Electric Vehicle | N | 0 | 0 | 0 | 2.9
SPN-S000000009523 | Hastings Local 11kV | Hastings Local 11kV | 2036 | - | Monitor load growth |  | Low | Medium | Electric Vehicle | N | 0 | 0 | 0 | 0.2
EPN-S0000000D8119 | Hatfield Grid 33kV | Hatfield Grid 33 T1 and T2 | 2036 | - | Monitor load growth |  | Medium | Medium | Electric Vehicle | N | 0 | 0 | 0 | 3.4
SPN-S000000008363 | Hawkhurst 11kV | Hawkhurst | 2036 | - | Monitor load growth |  | High | Medium | Electric Vehicle | Y | 0 | 0 | 0 | 0.3
SPN-S000000008415 | Haywards Heath 11kV | Haywards Heath | 2036 | - | Monitor load growth |  | Low | Medium | Electric Vehicle | N | 0 | 0 | 0 | 1.7
EPN-S0000000H7045 | Hoddesdon Primary 11kV | Hoddesdon | 2036 | - | Monitor load growth |  | Low | Medium | Electric Vehicle | N | 0 | 0 | 0 | 0.3
EPN-S0000000F7098 | Hornsey Grid 11kV | Hornsey Grid 11 | 2036 | - | Monitor load growth |  | Low | Medium | Heat pump | Y | 0 | 0 | 0 | 2
LPN-S000000000348 | Hyde Park Estate A 11kV | Hyde Park A | 2036 | - | DNOA (TR14) review completed |  | High | Medium | Heat pump | Y | 0 | 0 | 0 | 0.3
EPN-S0000000H3072 | Ingatestone Primary 11kV | Ingatestone | 2036 | - | Monitor load growth |  | Low | Medium | Electric Vehicle | Y | 0 | 0 | 0 | 0.1
EPN-S0000000H7069 | Leigh Primary 11kV | Leigh | 2036 | - | Monitor load growth |  | High | Medium | Electric Vehicle | Y | 0 | 0 | 0 | 1.1
EPN-S0000000H6008 | Leverington Primary 11kV | Leverington | 2036 | - | Monitor load growth |  | Medium | Medium | Other | Y | 0 | 0 | 0 | 0.1
LPN-S000000000556 | Ley St B 11kV | Ley Street | 2036 | - | Monitor load growth |  | Low | Medium | Electric Vehicle | Y | 0 | 0 | 0 | 0.6
EPN-S0000000H7153 | Little Belhus Primary 11kV | Little Belhus | 2036 | - | Monitor load growth |  | High | Medium | Electric Vehicle | Y | 0 | 0 | 0 | 0.1
EPN-S0000000H5020 | Long Rd Primary 11kV | Long Road | 2036 | - | DNOA (TR14) review completed | Reinforcement in delivery | High | Medium | Electric Vehicle | Y | - | - | - | -
EPN-S0000000D5056 | Lowestoft Grid 33kV | Lowestoft Grid 33 | 2036 | - | Monitor load growth |  | High | Medium | Electric Vehicle | N | 0 | 0 | 0 | 2.3
EPN-S0000000D8057 | Luton South Grid 33kV | Luton South Grid | 2036 | - | Monitor load growth |  | Low | Medium | Electric Vehicle | N | 0 | 0 | 0 | 3.6
EPN-S0000000H8161 | Lye Grn Primary 11kV | Lye Green | 2036 | - | Monitor load growth |  | Low | Medium | Electric Vehicle | N | 0 | 0 | 0 | 0.7
EPN-S0000000H8163 | Manns Rd Primary 11kV | Manns Rd Total | 2036 | - | Monitor load growth |  | High | Medium | Electric Vehicle | Y | 0 | 0 | 0 | 0.5
EPN-S0000000H3049 | Marks Tey Primary 11kV | Marks Tey | 2036 | - | Monitor load growth |  | Low | Medium | Electric Vehicle | Y | 0 | 0 | 0 | 0.5
SPN-S000000008333 | Medway 11kV | Medway 33/11kV | 2036 | - | Monitor load growth |  | High | Medium | Electric Vehicle | N | 0 | 0 | 0 | 0.7
EPN-S0000000H5057 | Mousehold Primary 11kV | Mousehold | 2036 | - | Monitor load growth |  | Medium | Medium | Electric Vehicle | Y | 0 | 0 | 0 | 0.1
EPN-S0000000H7033 | Newtown Primary 11kV | Newtown | 2036 | - | Monitor load growth |  | Low | Medium | Electric Vehicle | N | 0 | 0 | 0 | 0.6
EPN-S0000000H7018 | Noak Hill Primary 11kV | Noak Hill | 2036 | - | Monitor load growth |  | Low | Medium | Electric Vehicle | Y | 0 | 0 | 0 | 0.5
SPN-S000000008441 | Norbury 6.6kV | Norbury | 2036 | - | Monitor load growth |  | Low | Medium | Electric Vehicle | Y | 0 | 0 | 0 | 1.1
EPN-S0000000H8126 | North Stevenage Primary 11kV | North Stevenage | 2036 | - | Monitor load growth |  | Low | Medium | Electric Vehicle | N | 0 | 0 | 0 | 0.7
SPN-S000000008446 | Northiam 11kV | Northiam | 2036 | - | Monitor load growth |  | High | Medium | Electric Vehicle | N | 0 | 0 | 0 | 0.1
SPN-S000000008450 | Nutfield 11kV | Nutfield | 2036 | - | Monitor load growth |  | Low | Medium | Electric Vehicle | N | 0 | 0 | 0 | 0.3
EPN-S0000000H8143 | Park St Primary 11kV | Park St | 2036 | - | Monitor load growth |  | Medium | Medium | Electric Vehicle | N | 0 | 0 | 0 | 0.8
EPN-S0000000H3020 | Parsons Heath Primary 11kV | Parsons Heath Total | 2036 | - | Monitor load growth |  | Medium | Medium | Electric Vehicle | Y | 0 | 0 | 0 | 0.9
SPN-S000000009940 | Polegate Grid 33kV | Polegate Grid | 2036 | - | Monitor load growth |  | High | Medium | Electric Vehicle | N | 0 | 0 | 0 | 3
SPN-S000000008340 | Polegate Town 11kV | Polegate Town | 2036 | - | Monitor load growth |  | Low | Medium | Electric Vehicle | N | 0 | 0 | 0 | 0.3
EPN-S0000000H1049 | Roundwood Rd Primary 11kV | Roundwood Road Total | 2036 | - | Monitor load growth |  | Medium | Medium | Demand growth | Y | 0 | 0 | 0 | 1.3
SPN-S000000008475 | Ruxley 11kV | Ruxley (SPN) | 2036 | - | Monitor load growth |  | High | Medium | Demand growth | N | 0 | 0 | 0 | 0.6
EPN-S0000000H4053 | Sandy Primary 11kV | Sandy | 2036 | - | Monitor load growth |  | Medium | Medium | Electric Vehicle | N | 0 | 0 | 0 | 1.5
SPN-S000000009162 | Sellindge Local 33kV | Sellindge Grid | 2036 | - | Monitor load growth |  | - | Medium | Electric Vehicle | N | 0 | 0 | 0 | 1.9
SPN-S000000008444 | Sittingbourne West 11kV | Sittingbourne West | 2036 | - | Monitor load growth |  | Low | Medium | Electric Vehicle | N | 0 | 0 | 0 | 1.3
EPN-S0000000H4013 | Soham Primary 11kV | Soham | 2036 | - | Monitor load growth |  | Medium | Medium | Electric Vehicle | Y | 0 | 0 | 0 | 1.1
EPN-S0000000D7077 | South Benfleet Grid 33kV | South Benfleet Grid 33 | 2036 | - | Monitor load growth |  | Low | Medium | Electric Vehicle | N | 0 | 0 | 0 | 3.3
EPN-S0000000H3029 | South Chelmsford Primary 11kV | South Chelmsford | 2036 | - | Monitor load growth |  | High | Medium | Electric Vehicle | Y | 0 | 0 | 0 | 1
SPN-S000000008488 | South Hove 11kV | South Hove | 2036 | - | Monitor load growth |  | Low | Medium | Heat pump | Y | 0 | 0 | 0 | 0.6
SPN-S000000008492 | Stanford 11kV | Stanford | 2036 | - | Monitor load growth |  | Low | Medium | Electric Vehicle | Y | 0 | 0 | 0 | 0.8
EPN-S0000000H1030 | Stanton Primary 11kV | Stanton Total | 2036 | - | Monitor load growth |  | Low | Medium | Electric Vehicle | Y | 0 | 0 | 0 | 0.8
EPN-S0000000H8018 | Stonegrove Primary 11kV | Stonegrove | 2036 | Not suitable for flexibility | - |  | Low | Medium | Electric Vehicle | Y | - | - | - | -
EPN-S0000000H1018 | Stowmarket Grid 11kV | Stowmarket Grid | 2036 | - | Monitor load growth |  | Medium | Medium | Electric Vehicle | Y | 0 | 0 | 0 | 1
LPN-S000000000885 | Sydenham Park 11kV | Sydenham Park | 2036 | - | Monitor load growth |  | Low | Medium | Electric Vehicle | Y | 0 | 0 | 0 | 2.3
EPN-S0000000H8021 | Thame Primary 11kV | Thame | 2036 | - | Monitor load growth |  | High | Medium | Electric Vehicle | N | 0 | 0 | 0 | 1
EPN-S0000000H7036 | Thorpe Bay Primary 11kV | Thorpe Bay | 2036 | - | Monitor load growth |  | Low | Medium | Electric Vehicle | Y | 0 | 0 | 0 | 1.5
SPN-S000000008529 | Waterside 11kV | Waterside | 2036 | - | Monitor load growth |  | Low | Medium | Electric Vehicle | N | 0 | 0 | 0 | 1.4
LPN-S000000000996 | West Norwood 11kV | West Norwood | 2036 | - | Monitor load growth |  | Medium | Medium | Electric Vehicle | Y | 0 | 0 | 0 | 3
SPN-S000000009154 | Worthing Grid A 33kV | Worthing Grid A | 2036 | Not suitable for flexibility | - |  | High | Medium | Electric Vehicle | N | - | - | - | -
EPN-S0000000H5040 | Wymondham Primary 11kV | Wymondham Total | 2036 | - | Monitor load growth |  | High | Medium | Electric Vehicle | Y | 0 | 0 | 0 | 1.4
SPN-S000000008301 | Addington Local 11kV | Addington Local | 2037 | - | Monitor load growth |  | Low | Medium | Electric Vehicle | Y | - | - | - | -
EPN-S0000000H5041 | Aylsham Primary 11kV | Aylsham | 2037 | - | Monitor load growth |  | Medium | Medium | Electric Vehicle | Y | - | - | - | -
EPN-S0000000D7002 | Basildon Grid 33kV | Basildon Grid 33 | 2037 | - | Monitor load growth |  | Low | Medium | Demand growth | N | - | - | - | -
LPN-S000000003909 | Bengeworth Rd Grid 33kV | Bengeworth Road 33kV | 2037 | - | Monitor load growth |  | Low | Medium | Heat pump | N | - | - | - | -
EPN-S0000000H8004 | Bois Ln Primary 11kV | Bois Lane | 2037 | - | Monitor load growth |  | Low | Medium | Electric Vehicle | N | - | - | - | -
EPN-S0000000H3016 | Braiswick Primary 11kV | Braiswick | 2037 | - | Monitor load growth |  | Low | Medium | Electric Vehicle | Y | - | - | - | -
SPN-S000000008356 | Capel 11kV | Capel Total | 2037 | - | Monitor load growth |  | Medium | Medium | Electric Vehicle | N | - | - | - | -
EPN-S0000000F8073 | Colindale Grid 11kV | Colindale | 2037 | - | Monitor load growth |  | Low | Medium | Electric Vehicle | Y | - | - | - | -
SPN-S000000008640 | Crowborough Town 6.6kV | Crowborough Town | 2037 | - | Monitor load growth |  | Low | Medium | Electric Vehicle | N | - | - | - | -
EPN-S0000000H3066 | Danbury Primary 11kV | Danbury | 2037 | - | Monitor load growth |  | Low | Medium | Demand growth | Y | - | - | - | -
EPN-S0000000H5016 | East Dereham Primary 11kV | East Dereham | 2037 | - | Monitor load growth |  | Low | Medium | Electric Vehicle | Y | - | - | - | -
LPN-S000000003731 | Eltham Grid 33kV | Eltham Grid 33kV | 2037 | - | Monitor load growth |  | Low | Medium | Demand growth | N | - | - | - | -
SPN-S000000008399 | Esher 11kV | Esher | 2037 | - | Monitor load growth |  | Low | Medium | Electric Vehicle | Y | - | - | - | -
EPN-S0000000H1044 | Feltwell Primary 11kV | Feltwell | 2037 | Not suitable for flexibility | - |  | High | Medium | Electric Vehicle | Y | - | - | - | -
EPN-S0000000H3028 | Foxash Primary 11kV | Foxash | 2037 | - | Monitor load growth |  | High | Medium | Electric Vehicle | Y | - | - | - | -
EPN-S0000000H8093 | Frogmore Primary 11kV | Frogmore | 2037 | - | Monitor load growth |  | Low | Medium | Electric Vehicle | N | - | - | - | -
EPN-S0000000H1054 | Hadleigh Primary 11kV | Hadleigh Suffolk | 2037 | - | Monitor load growth |  | Low | Medium | Electric Vehicle | Y | - | - | - | -
EPN-S0000000D5053 | Halesworth Grid 33kV | Halesworth Grid 33 | 2037 | - | DNOA (TR14) review completed |  | High | Medium | Electric Vehicle | N | - | - | - | -
SPN-S000000008530 | Hampden Park 11kV | Hampden Park | 2037 | - | Monitor load growth |  | Low | Medium | Electric Vehicle | N | - | - | - | -
EPN-S0000000D8118 | Hatch End Grid 33kV | Hatch End Grid 33 | 2037 | - | Monitor load growth |  | Low | Medium | Electric Vehicle | N | - | - | - | -
EPN-S0000000D7046 | Hornchurch Grid 33kV | Hornchurch Grid 33 | 2037 | - | Monitor load growth |  | Low | Medium | Electric Vehicle | N | - | - | - | -
EPN-S0000000H1065 | Langley Av Primary 11kV | Langley Avenue | 2037 | - | Monitor load growth |  | Low | Medium | Electric Vehicle | Y | - | - | - | -
EPN-S0000000H8123 | Lewsey Primary 11kV | Lewsey | 2037 | - | Monitor load growth |  | Medium | Medium | Electric Vehicle | N | - | - | - | -
EPN-S0000000H7152 | Lindsey St Primary 11kV | Lindsey St | 2037 | - | Monitor load growth |  | Low | Medium | Electric Vehicle | Y | - | - | - | -
EPN-S0000000D4055 | Little Barford 33kV | Little Barford Grid 33 | 2037 | - | Monitor load growth |  | Low | Medium | Electric Vehicle | N | - | - | - | -
EPN-S0000000D8162 | Lye Green 33kV | Lye Green Grid 33 | 2037 | - | Monitor load growth |  | Low | Medium | Electric Vehicle | N | - | - | - | -
SPN-S000000008435 | Merrow 11kV | Merrow | 2037 | - | Monitor load growth |  | Low | Medium | Electric Vehicle | N | - | - | - | -
SPN-S000000008336 | Ninfield Local 11kV | Ninfield Local | 2037 | - | Monitor load growth |  | High | Medium | Electric Vehicle | N | - | - | - | -
LPN-S000000000967 | North Cross Rd 11kV | North Cross Road | 2037 | - | Monitor load growth |  | Medium | Medium | Heat pump | Y | - | - | - | -
EPN-S0000000H8145 | North Wembley Primary 11kV | North Wembley | 2037 | - | Monitor load growth |  | Low | Medium | Electric Vehicle | Y | - | - | - | -
EPN-S0000000H6064 | Outwell Moors Primary 11kV | Outwell Moors | 2037 | - | Monitor load growth |  | Low | Medium | Electric Vehicle | Y | - | - | - | -
EPN-S0000000D7030 | Palmers Grn Grid 33kV | Palmers Green Grid 33 | 2037 | - | Monitor load growth |  | Low | Medium | Electric Vehicle | N | - | - | - | -
EPN-S0000000H3021 | Peldon Primary 11kV | Peldon | 2037 | - | Monitor load growth |  | High | Medium | Electric Vehicle | Y | - | - | - | -
EPN-S0000000D6060 | Peterborough Central 33kV | Peterborough Central 33 | 2037 | - | Monitor load growth |  | Low | Medium | Demand growth | N | - | - | - | -
EPN-S0000000F6037 | Peterborough North Grid 11kV | Peterborough North Grid | 2037 | - | Monitor load growth |  | Low | Medium | Electric Vehicle | Y | - | - | - | -
SPN-S000000008460 | Pulborough 11kV | Pulborough | 2037 | - | Monitor load growth |  | Low | Medium | Electric Vehicle | N | - | - | - | -
EPN-S0000000D7056 | Rayleigh Local 33kV | Rayleigh Local 33 | 2037 | - | Monitor load growth |  | Low | Medium | Electric Vehicle | N | - | - | - | -
EPN-S0000000H5055 | Reydon Primary 11kV | Reydon | 2037 | - | Monitor load growth |  | High | Medium | Demand growth | Y | - | - | - | -
SPN-S000000008470 | Rosherville 6.6kV | Rosherville | 2037 | - | Monitor load growth |  | Medium | Medium | Electric Vehicle | N | - | - | - | -
EPN-S0000000H7133 | Selinas Ln Primary 11kV | Selinas Lane | 2037 | - | Monitor load growth |  | Low | Medium | Electric Vehicle | Y | - | - | - | -
EPN-S0000000H8041 | Shefford Primary 11kV | Shefford | 2037 | - | Monitor load growth |  | Low | Medium | Electric Vehicle | N | - | - | - | -
EPN-S0000000H8080 | Shenley Primary 11kV | Shenley | 2037 | Not suitable for flexibility | - |  | Low | Medium | Electric Vehicle | N | - | - | - | -
EPN-S0000000H4012 | Shepreth Primary 11kV | Shepreth | 2037 | - | Monitor load growth |  | Medium | Medium | Electric Vehicle | N | - | - | - | -
SPN-S000000008484 | Shirley 11kV | Shirley | 2037 | - | Monitor load growth |  | High | Medium | Electric Vehicle | Y | - | - | - | -
SPN-S000000008610 | Singleton 6.6kV | Singleton | 2037 | - | Monitor load growth |  | Low | Medium | Demand growth | Y | - | - | - | -
EPN-S0000000H8147 | South Ruislip Primary 11kV | South Ruislip | 2037 | - | Monitor load growth |  | Low | Medium | Data Centre | Y | - | - | - | -
EPN-S0000000H3040 | South Witham Primary 11kV | South Witham | 2037 | - | Monitor load growth |  | Low | Medium | Electric Vehicle | Y | - | - | - | -
EPN-S0000000H8168 | St Pauls Primary 11kV | St Pauls | 2037 | - | Monitor load growth |  | Low | Medium | Electric Vehicle | N | - | - | - | -
SPN-S000000008478 | St Peters 11kV | St Peters | 2037 | - | Monitor load growth |  | Low | Medium | Electric Vehicle | N | - | - | - | -
SPN-S000000008528 | Swanley 11kV | Swanley | 2037 | - | Monitor load growth |  | Low | Medium | Electric Vehicle | Y | - | - | - | -
SPN-S000000008503 | Tonbridge East 6.6kV | Tonbridge East | 2037 | - | Monitor load growth |  | Low | Medium | Electric Vehicle | N | - | - | - | -
EPN-S0000000H1008 | Turret Ln Primary 11kV | Turret Lane Total | 2037 | - | Monitor load growth |  | Low | Medium | Electric Vehicle | Y | - | - | - | -
EPN-S0000000H1021 | Water Ln Primary 11kV | Water Lane | 2037 | - | Monitor load growth |  | High | Medium | Electric Vehicle | Y | - | - | - | -
EPN-S0000000H8105 | Wealdstone Primary 11kV | Wealdstone | 2037 | - | Monitor load growth |  | Low | Medium | Electric Vehicle | Y | - | - | - | -
EPN-S0000000H7119 | West Grn Primary 11kV | West Green | 2037 | - | Monitor load growth |  | Low | Medium | Heat pump | Y | - | - | - | -
EPN-S0000000H8083 | West Potters Bar Primary 11kV | West Potters Bar | 2037 | - | Monitor load growth |  | Low | Medium | Electric Vehicle | N | - | - | - | -
SPN-S000000008516 | Whitstable 11kV | Whitstable | 2037 | - | Monitor load growth |  | Medium | Medium | Demand growth | N | - | - | - | -
LPN-S000000004097 | Wimbledon Grid C 33kV | Wimbledon Grid C 33kV | 2037 | - | Monitor load growth |  | Low | Medium | Electric Vehicle | N | - | - | - | -
EPN-S0000000H8151 | Abbots Central Primary 11kV | Abbots Central | 2038 | - | Monitor load growth |  | Low | Medium | Electric Vehicle | N | - | - | - | -
EPN-S0000000H4057 | Barnwell Primary 11kV | Barnwell | 2038 | - | Monitor load growth |  | Medium | Medium | Electric Vehicle | N | - | - | - | -
EPN-S0000000H7058 | Becontree Primary 11kV | Becontree | 2038 | - | Monitor load growth |  | Low | Medium | Electric Vehicle | Y | - | - | - | -
EPN-S0000000H4061 | Brogborough Primary 11kV | Brogborough | 2038 | - | Monitor load growth |  | Medium | Medium | Electric Vehicle | Y | - | - | - | -
EPN-S0000000D8088 | Cell Barnes Grid 33kV | Cell Barnes Grid 33 | 2038 | - | Monitor load growth |  | Low | Medium | Electric Vehicle | N | - | - | - | -
EPN-S0000000H7089 | Central Tottenham Primary 11kV | Central Tottenham 11 | 2038 | - | Monitor load growth |  | High | Medium | Electric Vehicle | Y | - | - | - | -
LPN-S000000003912 | Chadwick Road 33kV | Chadwick Road 33kV | 2038 | - | Monitor load growth |  | - | Medium | Heat pump | N | - | - | - | -
EPN-S0000000D3057 | Chelmsford East Grid 33kV | Chelmsford East Grid 33 | 2038 | - | Monitor load growth |  | Low | Medium | Electric Vehicle | N | - | - | - | -
LPN-S000000000816 | Chislehurst 11kV | Chislehurst | 2038 | - | Monitor load growth |  | Low | Medium | Electric Vehicle | Y | - | - | - | -
LPN-S000000000817 | Churchfields 11kV | Churchfields | 2038 | - | Monitor load growth |  | High | Medium | Electric Vehicle | Y | - | - | - | -
LPN-S000000000914 | Clapham Park Rd 11kV | Clapham Park Road | 2038 | - | Monitor load growth |  | High | Medium | Heat pump | Y | - | - | - | -
EPN-S0000000H7004 | Cranham Primary 11kV | Cranham | 2038 | - | Monitor load growth |  | High | Medium | Electric Vehicle | Y | - | - | - | -
EPN-S0000000H3003 | Dovercourt Primary 11kV | Dovercourt | 2038 | - | Monitor load growth |  | Low | Medium | Electric Vehicle | Y | - | - | - | -
LPN-S000000001025 | Dukes Ave 11kV | Dukes Avenue | 2038 | - | Monitor load growth |  | High | Medium | Electric Vehicle | Y | - | - | - | -
LPN-S000000001027 | Durnsford Rd 11kV | Durnsford | 2038 | - | Monitor load growth |  | Low | Medium | Heat pump | Y | - | - | - | -
EPN-S0000000F4039 | Edison Rd Grid 11kV | Edison Road | 2038 | - | Monitor load growth |  | Low | Medium | Electric Vehicle | N | - | - | - | -
SPN-S000000008400 | Ewell 11kV | Ewell | 2038 | - | Monitor load growth |  | Low | Medium | Electric Vehicle | Y | - | - | - | -
SPN-S000000008405 | Faversham 11kV | Faversham Total | 2038 | - | Monitor load growth |  | Low | Medium | Electric Vehicle | Y | - | - | - | -
EPN-S0000000H5045 | Hemblington Primary 11kV | Hemblington | 2038 | - | Monitor load growth |  | High | Medium | Electric Vehicle | Y | - | - | - | -
EPN-S0000000F8095 | Holywell Grid 11kV | Holywell Grid | 2038 | - | Monitor load growth |  | Low | Medium | Electric Vehicle | N | - | - | - | -
SPN-S000000008419 | Horley 33/11 | Horley | 2038 | - | Monitor load growth |  | Low | Medium | Electric Vehicle | N | - | - | - | -
EPN-S0000000D8096 | Houghton Regis Grid 33kV | Houghton Regis Grid 33 | 2038 | - | Monitor load growth |  | Low | Medium | Electric Vehicle | N | - | - | - | -
EPN-S0000000D4068 | Huntingdon Grid 33kV | Huntingdon Grid 33 | 2038 | - | Monitor load growth | Reinforcement to be confirmed | Low | Medium | Demand growth | N | - | - | - | -
LPN-S000000000461 | King Henry's Walk 11kV | King Henry's Walk | 2038 | - | Monitor load growth |  | Low | Medium | Heat pump | Y | - | - | - | -
SPN-S000000009130 | Lewes Grid 33kV | Lewes Grid | 2038 | - | Monitor load growth |  | Low | Medium | Electric Vehicle | N | - | - | - | -
EPN-S0000000H5021 | Magdalen Way Primary 11kV | Magdalen Way | 2038 | - | Monitor load growth |  | Low | Medium | Electric Vehicle | Y | - | - | - | -
EPN-S0000000D3038 | Maldon Grid 33kV | Maldon Grid 33 | 2038 | - | Monitor load growth |  | Low | Medium | Electric Vehicle | N | - | - | - | -
EPN-S0000000H3062 | Maldon Wick Primary 11kV | Maldon Wick | 2038 | - | Monitor load growth |  | Low | Medium | Electric Vehicle | Y | - | - | - | -
SPN-S000000008643 | Mereworth 11kV | Mereworth | 2038 | - | Monitor load growth |  | Low | Medium | Electric Vehicle | N | - | - | - | -
SPN-S000000008326 | Oxted 11kV | Oxted | 2038 | - | Monitor load growth |  | Low | Medium | Electric Vehicle | N | - | - | - | -
EPN-S0000000D8098 | Piccotts End Grid 33kV | Piccotts End Grid 33 | 2038 | - | Monitor load growth |  | Low | Medium | Electric Vehicle | N | - | - | - | -
SPN-S000000009189 | Rye Grid 33kV | Rye Grid | 2038 | Not suitable for flexibility | - |  | Medium | Medium | Electric Vehicle | N | - | - | - | -
EPN-S0000000D7015 | Rye House 33kV | Rye House Grid 33 | 2038 | - | Monitor load growth |  | Low | Medium | Electric Vehicle | N | - | - | - | -
EPN-S0000000H7019 | South Chingford Primary 11kV | South Chingford | 2038 | - | Monitor load growth |  | High | Medium | Electric Vehicle | Y | - | - | - | -
EPN-S0000000H8148 | South Stevenage Primary 11kV | South Stevenage | 2038 | - | Monitor load growth |  | High | Medium | Electric Vehicle | N | - | - | - | -
SPN-S000000008490 | Southwick 11kV | Southwick | 2038 | - | Monitor load growth |  | High | Medium | Electric Vehicle | Y | - | - | - | -
SPN-S000000008544 | Stonemarshes 11kV | Stone Marshes | 2038 | - | Monitor load growth |  | - | Medium | Electric Vehicle | N | - | - | - | -
EPN-S0000000H6042 | Swaffham Grid 11kV | Swaffham Grid | 2038 | - | Monitor load growth |  | Low | Medium | Electric Vehicle | Y | - | - | - | -
LPN-S000000003886 | Sydenham Park 33kV | Sydenham Park 33kV | 2038 | - | Monitor load growth |  | High | Medium | Electric Vehicle | N | - | - | - | -
SPN-S000000008504 | Tonbridge Town 6.6kV | Tonbridge Town | 2038 | - | Monitor load growth |  | Low | Medium | Electric Vehicle | N | - | - | - | -
EPN-S0000000D7021 | Tottenham Grid 33kV | Tottenham Grid 33 | 2038 | - | Monitor load growth |  | Low | Medium | Electric Vehicle | N | - | - | - | -
SPN-S000000009952 | Twickenham Grid 33kV | Twickenham Grid | 2038 | - | Monitor load growth |  | Low | Medium | Electric Vehicle | N | - | - | - | -
SPN-S000000008374 | Uckfield 11kV | Uckfield | 2038 | - | Monitor load growth |  | Low | Medium | Electric Vehicle | N | - | - | - | -
SPN-S000000008506 | Walton 11kV | Walton | 2038 | - | Monitor load growth |  | Low | Medium | Demand growth | N | - | - | - | -
LPN-S000000001093 | Wandsworth Central A 11kV | Wandsworth | 2038 | - | Monitor load growth |  | - | Medium | Heat pump | Y | - | - | - | -
SPN-S000000008308 | Ashington 11kV | Ashington | 2039 | - | Monitor load growth |  | Low | Medium | Electric Vehicle | N | - | - | - | -
EPN-S0000000H1057 | Barrow Primary 11kV | Barrow | 2039 | - | Monitor load growth |  | High | Medium | Electric Vehicle | Y | - | - | - | -
SPN-S000000008322 | Biggin Hill 11kV | Biggin Hill | 2039 | - | Monitor load growth |  | High | Medium | Electric Vehicle | Y | - | - | - | -
EPN-S0000000F3002 | Chelmsford North Grid 11kV | Chelmsford North | 2039 | - | Monitor load growth |  | Low | Medium | Electric Vehicle | Y | - | - | - | -
EPN-S0000000H1069 | Cotton Primary 11kV | Cotton | 2039 | - | Monitor load growth |  | Medium | Medium | Electric Vehicle | Y | - | - | - | -
EPN-S0000000H7092 | Cuffley Primary 11kV | Cuffley | 2039 | - | Monitor load growth |  | Low | Medium | Electric Vehicle | Y | - | - | - | -
EPN-S0000000D5076 | Earlham Grid 33kV | Earlham Grid 33 | 2039 | - | Monitor load growth |  | Low | Medium | Electric Vehicle | N | - | - | - | -
SPN-S000000008614 | Edenbridge 11kV | Edenbridge | 2039 | Not suitable for flexibility | - |  | Low | Medium | Electric Vehicle | N | - | - | - | -
LPN-S000000000523 | Epping New Rd 11kV | Epping New Road | 2039 | - | Monitor load growth |  | Low | Medium | Electric Vehicle | Y | - | - | - | -
EPN-S0000000H6017 | Farcet Primary 11kV | Farcet | 2039 | - | Monitor load growth |  | Low | Medium | Electric Vehicle | Y | - | - | - | -
LPN-S000000001037 | Gorringe Park 11kV | Gorringe Park | 2039 | - | Monitor load growth |  | Medium | Medium | Electric Vehicle | Y | - | - | - | -
SPN-S000000008425 | Grain 11kV | Grain | 2039 | - | Monitor load growth |  | - | Medium | Electric Vehicle | N | - | - | - | -
SPN-S000000008321 | Guildford 6.6kV | Guildford 6.6kV | 2039 | Not suitable for flexibility | - |  | Low | Medium | Electric Vehicle | N | - | - | - | -
EPN-S0000000D6045 | Hempton Grid 33kV | Hempton Grid 33 | 2039 | - | Monitor load growth |  | Low | Medium | Electric Vehicle | N | - | - | - | -
EPN-S0000000D8034 | Hendon Grid 33kV | Hendon Grid 33 | 2039 | - | Monitor load growth |  | Low | Medium | Electric Vehicle | N | - | - | - | -
LPN-S000000003448 | Holloway Grid 66kV | Holloway Grid 66kV | 2039 | - | Monitor load growth |  | - | Medium | Heat pump | N | - | - | - | -
EPN-S0000000D8095 | Holywell Grid 33kV | Holywell Grid 33 | 2039 | - | Monitor load growth |  | Low | Medium | Electric Vehicle | N | - | - | - | -
SPN-S000000009928 | Leatherhead Grid 33kV | Leatherhead Grid | 2039 | - | Monitor load growth |  | High | Medium | Electric Vehicle | N | - | - | - | -
EPN-S0000000H8164 | Marshalswick Primary 11kV | Marshalswick | 2039 | - | Monitor load growth |  | High | Medium | Electric Vehicle | N | - | - | - | -
SPN-S000000008439 | Newick 11kV | Newick | 2039 | - | Monitor load growth |  | Medium | Medium | Electric Vehicle | N | - | - | - | -
EPN-S0000000H1029 | Orford Primary 11kV | Orford | 2039 | - | Monitor load growth |  | Low | Medium | Electric Vehicle | Y | - | - | - | -
SPN-S000000008454 | Paddock Wood 11kV | Paddock Wood | 2039 | - | Monitor load growth |  | Low | Medium | Electric Vehicle | N | - | - | - | -
SPN-S000000008341 | Purley Local 11kV | Purley Local | 2039 | - | Monitor load growth |  | High | Medium | Electric Vehicle | Y | - | - | - | -
EPN-S0000000H7150 | Romford Primary 11kV | Romford | 2039 | - | Monitor load growth |  | Low | Medium | Electric Vehicle | Y | - | - | - | -
EPN-S0000000H7079 | Southend West Primary 11kV | Southend West Total | 2039 | - | Monitor load growth |  | High | Medium | Electric Vehicle | Y | - | - | - | -
SPN-S000000008657 | Southgate 11kV | Southgate | 2039 | - | Monitor load growth |  | Low | Medium | Electric Vehicle | N | - | - | - | -
EPN-S0000000F8081 | Stanmore Grid 11kV | Stanmore Grid | 2039 | - | Monitor load growth |  | High | Medium | Electric Vehicle | Y | - | - | - | -
EPN-S0000000H1051 | Tattingstone Primary 11kV | Tattingstone | 2039 | - | Monitor load growth |  | Low | Medium | Electric Vehicle | Y | - | - | - | -
SPN-S000000008601 | The Droveway 11kV | The Droveway | 2039 | - | Monitor load growth |  | - | Medium | Heat pump | Y | - | - | - | -
EPN-S0000000H3065 | Wethersfield Primary 11kV | Wethersfield | 2039 | - | Monitor load growth |  | Low | Medium | Electric Vehicle | Y | - | - | - | -
SPN-S000000008526 | Woking 11kV | Woking Town | 2039 | - | Monitor load growth |  | Low | Medium | Electric Vehicle | N | - | - | - | -
EPN-S0000000H6050 | Woodwalton Primary 11kV | Woodwalton | 2039 | - | Monitor load growth |  | Low | Medium | Electric Vehicle | N | - | - | - | -
EPN-S0000000D3031 | Abberton Grid 33kV | Abberton Grid 33 | 2040 | - | Monitor load growth |  | High | Medium | Electric Vehicle | N | - | - | - | -
SPN-S000000008311 | Ashtead 11kV | Ashtead | 2040 | - | Monitor load growth |  | High | Medium | Electric Vehicle | Y | - | - | - | -
LPN-S000000000503 | Blackhorse Lane 11kV | Blackhorse Lane | 2040 | - | Monitor load growth |  | Low | Medium | Electric Vehicle | Y | - | - | - | -
EPN-S0000000H5003 | Bradwell Primary 11kV | Bradwell | 2040 | - | Monitor load growth |  | High | Medium | Demand growth | Y | - | - | - | -
EPN-S0000000H3071 | Burnham Primary 11kV | Burnham | 2040 | - | Monitor load growth |  | Low | Medium | Electric Vehicle | Y | - | - | - | -
EPN-S0000000H4083 | Burwell Primary 11kV | Burwell Primary | 2040 | - | Monitor load growth |  | Low | Medium | Electric Vehicle | Y | - | - | - | -
EPN-S0000000H8089 | Chantry Ln Primary 11kV | Chantry Lane | 2040 | - | Monitor load growth |  | High | Medium | Electric Vehicle | N | - | - | - | -
EPN-S0000000H3017 | Coggeshall Primary 11kV | Coggeshall | 2040 | - | Monitor load growth |  | High | Medium | Electric Vehicle | Y | - | - | - | -
SPN-S000000008314 | Croydon A 6.6kV | Croydon A 6.6kV | 2040 | - | Monitor load growth |  | Low | Medium | Electric Vehicle | Y | - | - | - | -
EPN-S0000000H1061 | Drinkstone Primary 11kV | Drinkstone | 2040 | - | Monitor load growth |  | High | Medium | Demand growth | Y | - | - | - | -
EPN-S0000000H5050 | Earlham West Primary 11kV | Earlham West Total | 2040 | - | Monitor load growth |  | Low | Medium | Electric Vehicle | Y | - | - | - | -
SPN-S000000009318 | Eastbourne 11kV | Eastbourne 132/11 | 2040 | - | Monitor load growth |  | Low | Medium | Electric Vehicle | N | - | - | - | -
LPN-S000000000833 | Forest Hill 11kV | Forest Hill | 2040 | - | Monitor load growth |  | High | Medium | Demand growth | Y | - | - | - | -
EPN-S0000000H5067 | GT Yarmouth Grid 11kV | Great Yarmouth Grid | 2040 | - | Monitor load growth |  | Low | Medium | Electric Vehicle | Y | - | - | - | -
SPN-S000000008521 | Guildford 'A' 11kV | Guildford A 11kV | 2040 | - | Monitor load growth |  | - | Medium | Electric Vehicle | N | - | - | - | -
EPN-S0000000H1053 | Gusford Hall Primary 11kV | Gusford Hall | 2040 | - | Monitor load growth |  | Low | Medium | Electric Vehicle | Y | - | - | - | -
EPN-S0000000H5079 | Hapton Primary 11kV | Hapton Total | 2040 | - | Monitor load growth |  | Low | Medium | Electric Vehicle | Y | - | - | - | -
EPN-S0000000H5068 | Harleston Primary 11kV | Harleston | 2040 | - | Monitor load growth |  | High | Medium | Electric Vehicle | Y | - | - | - | -
LPN-S000000000457 | Holloway 11kV | Holloway | 2040 | - | Monitor load growth |  | - | Medium | Heat pump | Y | - | - | - | -
SPN-S000000009324 | Horsham Grid 11kV | Horsham 132/11 | 2040 | - | Monitor load growth |  | Low | Medium | Electric Vehicle | N | - | - | - | -
SPN-S000000008421 | Hythe Main 11kV | Hythe | 2040 | - | Monitor load growth |  | Low | Medium | Electric Vehicle | N | - | - | - | -
EPN-S0000000H8140 | Industrial Primary 11kV | Industrial | 2040 | - | Monitor load growth |  | Low | Medium | Electric Vehicle | N | - | - | - | -
EPN-S0000000H8016 | Lyle Primary 11kV | Lyle | 2040 | - | Monitor load growth |  | Medium | Medium | Electric Vehicle | N | - | - | - | -
EPN-S0000000F7030 | Palmers Grn Grid 11kV | Palmers Green Grid | 2040 | - | Monitor load growth |  | Low | Medium | Electric Vehicle | Y | - | - | - | -
EPN-S0000000H4077 | Prebend St Primary 11kV | Prebend Street | 2040 | - | Monitor load growth |  | Low | Medium | Electric Vehicle | N | - | - | - | -
EPN-S0000000H7052 | Rye House Local Primary 11kV | Rye House Local | 2040 | - | Monitor load growth |  | - | Medium | Electric Vehicle | Y | - | - | - | -
SPN-S000000008479 | Seaford 11kV | Seaford | 2040 | - | Monitor load growth |  | High | Medium | Electric Vehicle | N | - | - | - | -
EPN-S0000000H3039 | Severalls Ln Primary 11kV | Severalls | 2040 | - | Monitor load growth |  | - | Medium | Electric Vehicle | Y | - | - | - | -
EPN-S0000000H3030 | South Woodham Primary 11kV | South Woodham Total | 2040 | - | Monitor load growth |  | High | Medium | Electric Vehicle | Y | - | - | - | -
SPN-S000000009147 | Sutton Grid 33kV | Sutton Grid | 2040 | - | Monitor load growth |  | Medium | Medium | Electric Vehicle | N | - | - | - | -
SPN-S000000008499 | Teddington 11kV | Teddington | 2040 | - | Monitor load growth |  | Low | Medium | Electric Vehicle | N | - | - | - | -
EPN-S0000000H7116 | The Limes 11kV | The Limes | 2040 | - | Monitor load growth |  | Low | Medium | Electric Vehicle | Y | - | - | - | -
EPN-S0000000H5037 | Tuckswood Primary 11kV | Tuckswood Total | 2040 | - | Monitor load growth |  | Low | Medium | Electric Vehicle | Y | - | - | - | -
EPN-S0000000H7137 | Ware Primary 11kV | Ware | 2040 | - | Monitor load growth |  | High | Medium | Electric Vehicle | N | - | - | - | -
EPN-S0000000H8082 | Welwyn Primary 11kV | Welwyn Primary | 2040 | - | Monitor load growth |  | High | Medium | Electric Vehicle | N | - | - | - | -
EPN-S0000000H5025 | Wroxham Primary 11kV | Wroxham | 2040 | - | Monitor load growth |  | Low | Medium | Demand growth | Y | - | - | - | -
SPN-S000000008622 | Berrylands 11kV | Berrylands | 2041 | - | Monitor load growth |  | Low | Low | Electric Vehicle | Y | - | - | - | -
SPN-S000000007306 | Bridges Lane 11kV | Bridges Lane | 2041 | - | Monitor load growth |  | High | Low | Electric Vehicle | Y | - | - | - | -
SPN-S000000009909 | Byfleet Grid 33kV | Byfleet 132/33 | 2041 | - | Monitor load growth |  | Medium | Low | Electric Vehicle | N | - | - | - | -
EPN-S0000000D1041 | Cliff Quay Grid 33kV | Cliff Quay Grid 33 | 2041 | - | Monitor load growth |  | Medium | Low | Electric Vehicle | N | - | - | - | -
SPN-S000000009921 | Guildford Grid 33kV | Guildford Grid | 2041 | - | Monitor load growth |  | Low | Low | Electric Vehicle | N | - | - | - | -
SPN-S000000009533 | Maidstone Grid South 11kV | Maidstone Grid South | 2041 | - | Monitor load growth |  | High | Low | Electric Vehicle | N | - | - | - | -
EPN-S0000000H5083 | Ormesby Primary 11kV | Ormesby | 2041 | - | Monitor load growth |  | Low | Low | Demand growth | Y | - | - | - | -
SPN-S000000008367 | Orpington 11kV | Orpington (SPN) | 2041 | - | Monitor load growth |  | High | Low | Demand growth | N | - | - | - | -
SPN-S000000008481 | Selsdon 11kV | Selsdon | 2041 | - | Monitor load growth |  | High | Low | Electric Vehicle | Y | - | - | - | -
EPN-S0000000H7115 | South Harlow Primary 11kV | South Harlow | 2041 | - | Monitor load growth |  | Medium | Low | Electric Vehicle | Y | - | - | - | -
EPN-S0000000H8127 | South Hitchin Primary 11kV | South Hitchin | 2041 | - | Monitor load growth |  | High | Low | Electric Vehicle | N | - | - | - | -
SPN-S000000008372 | Spurgeons Bridge 6.6kV | Spurgeons Bridge | 2041 | - | Monitor load growth |  | High | Low | Electric Vehicle | Y | - | - | - | -
EPN-S0000000H1056 | Thetford Grid 11kV | Thetford Grid | 2041 | - | Monitor load growth |  | - | Low | Electric Vehicle | Y | - | - | - | -
SPN-S000000009150 | Three Bridges Local 33kV | Three Bridges | 2041 | - | Monitor load growth |  | Medium | Low | Electric Vehicle | N | - | - | - | -
LPN-S000000001086 | Trinity Crescent 11kV | Trinity Crescent | 2041 | - | Monitor load growth |  | Low | Low | Heat pump | Y | - | - | - | -
EPN-S0000000H8084 | Whetstone Primary 11kV | Whetstone | 2041 | - | Monitor load growth |  | Low | Low | Electric Vehicle | Y | - | - | - | -
EPN-S0000000H6078 | Wiggenhall Primary 11kV | Wiggenhall | 2041 | Not suitable for flexibility | - |  | Low | Low | Electric Vehicle | Y | - | - | - | -
EPN-S0000000H5026 | Alpington Primary 11kV | Alpington | 2042 | - | Monitor load growth |  | High | Low | Electric Vehicle | Y | - | - | - | -
LPN-S000000000808 | Bromley South 11kV | Bromley South | 2042 | - | Monitor load growth |  | High | Low | Electric Vehicle | Y | - | - | - | -
LPN-S000000003507 | Buckhurst Hill 33kV | Buckhurst Hill 33kV via Brimsdown | 2042 | - | Monitor load growth |  | Low | Low | Electric Vehicle | N | - | - | - | -
EPN-S0000000H5004 | Bungay Primary 11kV | Bungay | 2042 | - | Monitor load growth |  | Low | Low | Electric Vehicle | Y | - | - | - | -
SPN-S000000008560 | Chartham 11kV | Chartham | 2042 | - | Monitor load growth |  | High | Low | Electric Vehicle | Y | - | - | - | -
EPN-S0000000H3027 | Clacton 11kV | Clacton Grid | 2042 | - | Monitor load growth |  | Low | Low | Electric Vehicle | Y | - | - | - | -
SPN-S000000009918 | Eastbourne Grid 33kV | Eastbourne 132/33 | 2042 | - | Monitor load growth |  | High | Low | Electric Vehicle | N | - | - | - | -
SPN-S000000009920 | Folkestone Grid 33kV | Folkestone 132/33 | 2042 | - | Monitor load growth |  | Low | Low | Electric Vehicle | N | - | - | - | -
EPN-S0000000H7148 | Harlow West Grid 11kV | Harlow West | 2042 | - | Monitor load growth |  | Low | Low | Demand growth | Y | - | - | - | -
EPN-S0000000D7148 | Harlow West Grid 33kV | Harlow West Grid 33 | 2042 | - | Monitor load growth |  | Low | Low | Demand growth | N | - | - | - | -
EPN-S0000000H7047 | Hornchurch Local Primary 11kV | Hornchurch Local | 2042 | - | Monitor load growth |  | High | Low | Electric Vehicle | Y | - | - | - | -
EPN-S0000000D6046 | Kings Lynn Grid 33kV | Kings Lynn Grid 33 | 2042 | - | Monitor load growth | Reinforcement completed | - | Low | Electric Vehicle | N | - | - | - | -
EPN-S0000000H8141 | Kingsbury Primary 11kV | Kingsbury T1 | 2042 | Not suitable for flexibility | - |  | High | Low | Electric Vehicle | N | - | - | - | -
SPN-S000000008429 | Little Common 11kV | Little Common | 2042 | - | Monitor load growth |  | Low | Low | Electric Vehicle | N | - | - | - | -
EPN-S0000000H4043 | Longstanton Primary 11kV | Longstanton | 2042 | - | Monitor load growth | Reinforcement to be confirmed | Medium | Low | Electric Vehicle | N | - | - | - | -
SPN-S000000008436 | Minster 6.6kV | Minster Total | 2042 | - | Monitor load growth |  | Low | Low | Electric Vehicle | N | - | - | - | -
EPN-S0000000H8040 | North Finchley Primary 11kV | North Finchley | 2042 | - | Monitor load growth |  | High | Low | Electric Vehicle | Y | - | - | - | -
SPN-S000000008456 | Peacehaven 11kV | Peacehaven | 2042 | - | Monitor load growth |  | High | Low | Electric Vehicle | Y | - | - | - | -
SPN-S000000008520 | Pevensey Bay 11kV | Pevensey Bay | 2042 | - | Monitor load growth |  | High | Low | Electric Vehicle | N | - | - | - | -
SPN-S000000008487 | Sompting 11kV | Sompting | 2042 | - | Monitor load growth |  | High | Low | Electric Vehicle | N | - | - | - | -
EPN-S0000000D3051 | Thaxted Grid 33kV | Thaxted Grid 33 | 2042 | - | Monitor load growth |  | High | Low | Electric Vehicle | N | - | - | - | -
EPN-S0000000H1033 | Tivetshall Primary 11kV | Tivetshall | 2042 | - | Monitor load growth |  | Low | Low | Electric Vehicle | Y | - | - | - | -
EPN-S0000000H8107 | Westbury Primary 11kV | Westbury | 2042 | - | Monitor load growth |  | High | Low | Electric Vehicle | Y | - | - | - | -
SPN-S000000008659 | Baldslow 11kV | Baldslow | 2043 | - | Monitor load growth |  | High | Low | Electric Vehicle | N | - | - | - | -
SPN-S000000008331 | Brookwood 11kV | Brookwood | 2043 | - | Monitor load growth |  | Medium | Low | Electric Vehicle | N | - | - | - | -
SPN-S000000009181 | Chatham Grid 33kV | Chatham Grid | 2043 | - | Monitor load growth |  | Low | Low | Electric Vehicle | N | - | - | - | -
SPN-S000000008383 | Crawley Ind East 11kV | Crawley Ind East | 2043 | - | Monitor load growth |  | Low | Low | Electric Vehicle | N | - | - | - | -
EPN-S0000000D7124 | Crowlands Grid 33kV | Crowlands Grid 33 | 2043 | - | Monitor load growth |  | - | Low | Electric Vehicle | N | - | - | - | -
EPN-S0000000H8155 | Elstree Primary 11kV | Elstree Primary Total | 2043 | - | Monitor load growth |  | Low | Low | Electric Vehicle | N | - | - | - | -
SPN-S000000008660 | Folkestone East 11kV | Folkestone East | 2043 | - | Monitor load growth |  | High | Low | Electric Vehicle | N | - | - | - | -
EPN-S0000000H6006 | Hunstanton Primary 11kV | Hunstanton | 2043 | - | Monitor load growth |  | High | Low | Electric Vehicle | Y | - | - | - | -
EPN-S0000000H8159 | Kensworth Primary 11kV | Kensworth | 2043 | - | Monitor load growth |  | High | Low | Electric Vehicle | N | - | - | - | -
EPN-S0000000H1026 | Lakenheath Primary 11kV | Lakenheath | 2043 | - | Monitor load growth |  | Low | Low | Electric Vehicle | Y | - | - | - | -
SPN-S000000009929 | Leigh Grid 33kV | Leigh Grid | 2043 | - | Monitor load growth |  | High | Low | Electric Vehicle | N | - | - | - | -
EPN-S0000000H8054 | Letchworth Factory 11kV | Letchworth Factory | 2043 | - | Monitor load growth |  | - | Low | Demand growth | N | - | - | - | -
SPN-S000000008437 | Molesey 11kV | Molesey | 2043 | - | Monitor load growth |  | High | Low | Electric Vehicle | N | - | - | - | -
EPN-S0000000H7075 | Much Hadham Primary 11kV | Much Hadham Total | 2043 | - | Monitor load growth |  | Low | Low | Electric Vehicle | N | - | - | - | -
EPN-S0000000H6059 | Narborough Primary 11kV | Narborough | 2043 | - | Monitor load growth |  | Low | Low | Electric Vehicle | Y | - | - | - | -
SPN-S000000009935 | Newhaven Grid 33kV | Newhaven Grid | 2043 | - | Monitor load growth |  | High | Low | Electric Vehicle | N | - | - | - | -
EPN-S0000000H4031 | Offord Primary 11kV | Offord | 2043 | - | Monitor load growth |  | Low | Low | Electric Vehicle | N | - | - | - | -
EPN-S0000000H8166 | Old Welwyn Primary 11kV | Old Welwyn Total | 2043 | - | Monitor load growth |  | High | Low | Electric Vehicle | N | - | - | - | -
SPN-S000000009146 | Sheerness Grid 33kV | Sheerness Grid | 2043 | - | Monitor load growth |  | Low | Low | Demand growth | N | - | - | - | -
EPN-S0000000H5061 | Stalham Primary 11kV | Stalham | 2043 | - | Monitor load growth |  | Low | Low | Electric Vehicle | Y | - | - | - | -
EPN-S0000000H7080 | The Cross 11kV | The Cross Total | 2043 | - | Monitor load growth |  | High | Low | Electric Vehicle | Y | - | - | - | -
SPN-S000000009251 | Tunbridge Wells Town 6.6kV | Tunbridge Wells 132/6.6 | 2043 | - | Monitor load growth |  | Medium | Low | Electric Vehicle | N | - | - | - | -
SPN-S000000008302 | Ashford Central 6.6kV | Ashford Central | 2044 | - | Monitor load growth | Reinforcement in delivery | - | Low | Electric Vehicle | Y | - | - | - | -
SPN-S000000008416 | Broad Oak 11kV | Broadoak Local | 2044 | - | Monitor load growth |  | High | Low | Electric Vehicle | N | - | - | - | -
EPN-S0000000H6061 | Burnham Thorpe Primary 11kV | Burnham Thorpe | 2044 | - | Monitor load growth |  | Low | Low | Electric Vehicle | Y | - | - | - | -
SPN-S000000008386 | Crowhurst 11kV | Crowhurst | 2044 | - | Monitor load growth |  | High | Low | Electric Vehicle | N | - | - | - | -
LPN-S000000003716 | Dartford Grid A 33kV | Dartford Grid 33kV | 2044 | - | Monitor load growth |  | High | Low | Electric Vehicle | N | - | - | - | -
EPN-S0000000H8132 | East Harpenden Primary 11kV | East Harpenden | 2044 | Not suitable for flexibility | - |  | Medium | Low | Electric Vehicle | N | - | - | - | -
LPN-S000000000734 | Farjeon Rd 11kV | Farjeon | 2044 | - | Monitor load growth |  | - | Low | Electric Vehicle | Y | - | - | - | -
EPN-S0000000H8075 | Hatfield Primary 11kV | Hatfield 11 | 2044 | - | Monitor load growth |  | High | Low | Electric Vehicle | N | - | - | - | -
EPN-S0000000H3074 | Mersea Rd Primary 11kV | Mersea Road | 2044 | - | Monitor load growth |  | High | Low | Electric Vehicle | Y | - | - | - | -
SPN-S000000008335 | Newhaven Town 11kV | Newhaven | 2044 | - | Monitor load growth |  | High | Low | Electric Vehicle | N | - | - | - | -
EPN-S0000000H5011 | North Walsham Primary 11kV | North Walsham | 2044 | - | Monitor load growth |  | - | Low | Demand growth | Y | - | - | - | -
SPN-S000000008452 | Ocklynge 11kV | Ocklynge | 2044 | - | Monitor load growth |  | High | Low | Electric Vehicle | N | - | - | - | -
SPN-S000000008369 | Reigate 11kV | Reigate | 2044 | - | Monitor load growth |  | Medium | Low | Electric Vehicle | N | - | - | - | -
SPN-S000000008342 | Richborough 11kV | Richborough Local | 2044 | - | Monitor load growth |  | - | Low | Electric Vehicle | N | - | - | - | -
EPN-S0000000H3076 | Shrub End Primary 11kV | Shrub End | 2044 | - | Monitor load growth |  | High | Low | Electric Vehicle | Y | - | - | - | -
EPN-S0000000D7057 | Southend Grid 33kV | Southend Grid 33 | 2044 | - | Monitor load growth |  | Medium | Low | Electric Vehicle | N | - | - | - | -
EPN-S0000000H7117 | Tilbury Local Primary 11kV | Tilbury Local | 2044 | - | Monitor load growth |  | - | Low | Demand growth | Y | - | - | - | -
EPN-S0000000H8063 | Tring Primary 11kV | Tring | 2044 | - | Monitor load growth |  | Medium | Low | Electric Vehicle | N | - | - | - | -
EPN-S0000000H8104 | Tunnel Primary 11kV | Tunnel | 2044 | - | Monitor load growth |  | High | Low | Electric Vehicle | N | - | - | - | -
EPN-S0000000H6077 | Walsoken Grid 11kV | Walsoken | 2044 | - | Monitor load growth |  | Low | Low | Electric Vehicle | Y | - | - | - | -
EPN-S0000000D8066 | Welwyn Grid 33kV | Welwyn Grid 33 | 2044 | - | Monitor load growth |  | Medium | Low | Electric Vehicle | N | - | - | - | -
EPN-S0000000H5074 | Beighton Primary 11kV | Beighton | 2045 | - | Monitor load growth |  | High | Low | Electric Vehicle | Y | - | - | - | -
EPN-S0000000D8006 | Bushey Mill Grid 33kV | Bushey Mill Grid 33 | 2045 | - | Monitor load growth |  | Low | Low | Electric Vehicle | N | - | - | - | -
SPN-S000000008608 | Croydon Grid 33kV | Croydon Grid | 2045 | - | Monitor load growth |  | - | Low | Demand growth | N | - | - | - | -
EPN-S0000000H1035 | Glemsford Primary 11kV | Glemsford | 2045 | - | Monitor load growth |  | - | Low | Electric Vehicle | Y | - | - | - | -
EPN-S0000000H4066 | Histon Primary 11kV | Histon Primary | 2045 | - | Monitor load growth |  | High | Low | Electric Vehicle | N | - | - | - | -
EPN-S0000000H7100 | Langdon Primary 11kV | Langdon | 2045 | - | Monitor load growth |  | - | Low | Demand growth | Y | - | - | - | -
EPN-S0000000H7032 | New Harlow Primary 11kV | New Harlow Total | 2045 | - | Monitor load growth |  | - | Low | Electric Vehicle | Y | - | - | - | -
EPN-S0000000H6009 | Snettisham Primary 11kV | Snettisham Total | 2045 | - | Monitor load growth |  | High | Low | Electric Vehicle | Y | - | - | - | -
EPN-S0000000H4054 | Storeys Way Primary 11kV | Storeys Way | 2045 | - | Monitor load growth |  | Low | Low | Electric Vehicle | N | - | - | - | -
EPN-S0000000H8149 | Sudbury Court Primary 11kV | Sudbury Court Total | 2045 | - | Monitor load growth |  | High | Low | Electric Vehicle | Y | - | - | - | -
SPN-S000000008522 | Swanscombe 11kV | Swanscombe (SPN) | 2045 | - | Monitor load growth |  | Low | Low | Demand growth | N | - | - | - | -
EPN-S0000000H8150 | Westoning Primary 11kV | Westoning Local | 2045 | - | Monitor load growth |  | Low | Low | Electric Vehicle | N | - | - | - | -
SPN-S000000009155 | Worthing Grid B 33kV | Worthing Grid B | 2045 | - | Monitor load growth |  | - | Low | Demand growth | N | - | - | - | -
SPN-S000000008502 | Ashford West 6.6kV | Ashford West | 2046 | - | Monitor load growth |  | Low | Low | Electric Vehicle | Y | - | - | - | -
EPN-S0000000H1011 | Belchamp Grid 11kV | Belchamp Grid | 2046 | - | Monitor load growth |  | High | Low | Electric Vehicle | Y | - | - | - | -
SPN-S000000009912 | Chessington Grid 33kV | Chessington Grid | 2046 | - | Monitor load growth |  | High | Low | Electric Vehicle | N | - | - | - | -
SPN-S000000008389 | Deal 11kV | Deal | 2046 | - | Monitor load growth |  | Medium | Low | Electric Vehicle | N | - | - | - | -
SPN-S000000008357 | Dorking Town 11kV | Dorking | 2046 | - | Monitor load growth |  | Medium | Low | Electric Vehicle | N | - | - | - | -
LPN-S000000000526 | Fairlop Rd 11kV | Fairlop | 2046 | - | Monitor load growth |  | Low | Low | Electric Vehicle | Y | - | - | - | -
SPN-S000000008412 | Hampton 11kV | Hampton | 2046 | - | Monitor load growth |  | High | Low | Electric Vehicle | Y | - | - | - | -
SPN-S000000008413 | Hangleton 11kV | Hangleton | 2046 | - | Monitor load growth |  | - | Low | Electric Vehicle | Y | - | - | - | -
EPN-S0000000D7098 | Hornsey Grid 33kV | Hornsey Grid 33 | 2046 | - | Monitor load growth |  | - | Low | Electric Vehicle | N | - | - | - | -
EPN-S0000000H3047 | Langham Primary 11kV | Langham | 2046 | - | Monitor load growth |  | High | Low | Electric Vehicle | Y | - | - | - | -
EPN-S0000000H8037 | Leighton Buzzard Primary 11kV | Leighton Buzzard | 2046 | - | Monitor load growth |  | Low | Low | Electric Vehicle | Y | - | - | - | -
SPN-S000000008442 | Nork 11kV | Nork | 2046 | - | Monitor load growth |  | High | Low | Electric Vehicle | Y | - | - | - | -
SPN-S000000009937 | Northfleet East 33kV | Northfleet East | 2046 | - | Monitor load growth |  | - | Low | Electric Vehicle | N | - | - | - | -
SPN-S000000008466 | Richmond 11kV | Richmond | 2046 | - | Monitor load growth |  | - | Low | Electric Vehicle | N | - | - | - | -
EPN-S0000000H8160 | Rowley Ln Primary 11kV | Rowley Lane Total | 2046 | - | Monitor load growth |  | Medium | Low | Electric Vehicle | Y | - | - | - | -
EPN-S0000000D8081 | Stanmore Grid 33kV | Stanmore Grid 33 | 2046 | - | Monitor load growth |  | High | Low | Electric Vehicle | N | - | - | - | -
EPN-S0000000H8020 | Tapster St Primary 11kV | Tapster Street | 2046 | - | Monitor load growth |  | High | Low | Electric Vehicle | Y | - | - | - | -
SPN-S000000008509 | West Croydon 11kV | West Croydon | 2046 | - | Monitor load growth |  | - | Low | Electric Vehicle | Y | - | - | - | -
EPN-S0000000H3055 | Wix Primary 11kV | Wix | 2046 | - | Monitor load growth |  | Medium | Low | Electric Vehicle | Y | - | - | - | -
SPN-S000000008385 | Crawley Town 11kV | Crawley Town | 2047 | - | Monitor load growth |  | Low | Low | Electric Vehicle | N | - | - | - | -
SPN-S000000008587 | Eastchurch Prison 6.6kV | Eastchurch Prison Total | 2047 | - | Monitor load growth |  | Medium | Low | Electric Vehicle | N | - | - | - | -
LPN-S000000000634 | Glaucus St 11kV | Glaucus Street | 2047 | - | Monitor load growth | Reinforcement in delivery | - | Low | Heat pump | Y | - | - | - | -
EPN-S0000000H7008 | Gooseberry Grn Primary 11kV | Gooseberry Green | 2047 | - | Monitor load growth |  | High | Low | Electric Vehicle | Y | - | - | - | -
SPN-S000000008433 | Marden 11kV | Marden 33/11 | 2047 | - | Monitor load growth |  | High | Low | Electric Vehicle | N | - | - | - | -
EPN-S0000000D4071 | Melbourn Grid 33kV | Melbourn Grid 33 | 2047 | Not suitable for flexibility | - |  | - | Low | Electric Vehicle | N | - | - | - | -
EPN-S0000000H8125 | Mill Hill Primary 11kV | Mill Hill T2 | 2047 | Not suitable for flexibility | - |  | High | Low | Electric Vehicle | N | - | - | - | -
EPN-S0000000H1001 | Nacton Primary 11kV | Nacton 11 | 2047 | - | Monitor load growth |  | - | Low | Electric Vehicle | Y | - | - | - | -
EPN-S0000000H8099 | Pinner Grn Primary 11kV | Pinner Green | 2047 | Not suitable for flexibility | - |  | High | Low | Electric Vehicle | Y | - | - | - | -
EPN-S0000000H7031 | Royston Primary 11kV | Royston Total | 2047 | - | Monitor load growth |  | - | Low | Electric Vehicle | N | - | - | - | -
SPN-S000000008652 | Selhurst 6.6kV | Selhurst | 2047 | - | Monitor load growth |  | - | Low | Electric Vehicle | Y | - | - | - | -
SPN-S000000007371 | Tunbridge Wells Town 11kV | Tunbridge Wells Town via 132/6.6 | 2047 | - | Monitor load growth |  | High | Low | Electric Vehicle | N | - | - | - | -
SPN-S000000008304 | Betteshanger Local 11kV | Betteshanger Local | 2048 | - | Monitor load growth |  | Low | Low | Electric Vehicle | N | - | - | - | -
SPN-S000000009110 | Canterbury South 33kV | Canterbury South | 2048 | - | Monitor load growth |  | - | Low | Electric Vehicle | N | - | - | - | -
EPN-S0000000H1052 | Groton Primary 11kV | Groton Total | 2048 | - | Monitor load growth |  | High | Low | Other | Y | - | - | - | -
LPN-S000000000246 | Kimberley Rd 11kV | Kimberley | 2048 | - | Monitor load growth |  | Low | Low | Heat pump | Y | - | - | - | -
SPN-S000000008525 | Rainham Mark 11kV | Rainham Mark | 2048 | - | Monitor load growth |  | - | Low | Electric Vehicle | N | - | - | - | -
SPN-S000000008505 | Wadhurst 6.6kV | Wadhurst | 2048 | - | Monitor load growth |  | High | Low | Electric Vehicle | N | - | - | - | -
EPN-S0000000H8027 | Capability Green Primary 11kV | Capability Green | 2049 | - | Monitor load growth |  | - | Low | Demand growth | N | - | - | - | -
EPN-S0000000J8130 | Cranley Gdns Primary 6.6kV | Cranley Gardens | 2049 | - | Monitor load growth |  | High | Low | Electric Vehicle | Y | - | - | - | -
LPN-S000000000424 | Edwards Lane C 11kV | Edwards Lane C | 2049 | - | Monitor load growth |  | Low | Low | Heat pump | Y | - | - | - | -
LPN-S000000000534 | Grove Lodge 11kV | Grove Lodge | 2049 | - | Monitor load growth |  | - | Low | Electric Vehicle | Y | - | - | - | -
EPN-S0000000H8118 | Hatch End Primary 11kV | Hatch End Grid | 2049 | - | Monitor load growth |  | Medium | Low | Electric Vehicle | Y | - | - | - | -
EPN-S0000000D3048 | Lawford Grid 33kV | Lawford Grid 33 | 2049 | - | Monitor load growth |  | - | Low | Electric Vehicle | N | - | - | - | -
EPN-S0000000H3006 | Maldon Causeway Primary 11kV | Maldon Causway | 2049 | - | Monitor load growth |  | - | Low | Electric Vehicle | Y | - | - | - | -
SPN-S000000008334 | Moulsecoomb 11kV | Moulsecoomb Local | 2049 | - | Monitor load growth |  | - | Low | Electric Vehicle | Y | - | - | - | -
SPN-S000000008485 | Smeeth 11kV | Smeeth | 2049 | Not suitable for flexibility | - |  | Medium | Low | Electric Vehicle | Y | - | - | - | -
LPN-S000000000476 | Paternoster 11kV | - | - | - | Monitor load growth | bar: High to -
LPN-S000000000301 | Aberdeen Pl A 11kV | Aberdeen Place A | - | - | Monitor load growth |  | - | - | Heat pump | Y | - | - | - | -
EPN-S0000000H4048 | Acrows Primary 11kV | Acrows | - | Not suitable for flexibility | - |  | - | - | Electric Vehicle | Y | - | - | - | -
EPN-S0000000H4073 | Addenbrookes Primary 11kV | Addenbrookes | - | - | Monitor load growth | Reinforcement to be confirmed | - | - | Demand growth | N | - | - | - | -
SPN-S000000008609 | Addington Grid 11kV | Addington Grid 33/11 | - | - | Monitor load growth |  | - | - | Electric Vehicle | Y | - | - | - | -
EPN-S0000000H8047 | Adelaide St Primary 11kV | Adelaide St | - | - | Monitor load growth |  | - | - | Electric Vehicle | N | - | - | - | -
LPN-S000000000309 | Amberley Rd 11kV | Amberley Road 11kV | - | - | Monitor load growth |  | - | - | Heat pump | Y | - | - | - | -
EPN-S0000000H8049 | Arla Dairies Primary 11kV | Arla Dairies | - | - | Monitor load growth |  | - | - | Demand growth | N | - | - | - | -
SPN-S000000009179 | Ashburton Grid 33kV | Ashburton Grid | - | - | Monitor load growth |  | - | - | Electric Vehicle | N | - | - | - | -
EPN-S0000000H6002 | Austin Street Primary 11kV | Austin Street | - | - | Monitor load growth |  | - | - | Electric Vehicle | Y | - | - | - | -
LPN-S000000003204 | Back Hill 33kV | Back Hill 33kV Total | - | - | Monitor load growth | Reinforcement in delivery | - | - | Demand growth | N | - | - | - | -
LPN-S000000000916 | Bankside C 11kV | Bankside C Total | - | - | Monitor load growth |  | - | - | Demand growth | Y | - | - | - | -
EPN-S0000000H7023 | Barclay Way Primary 11kV | Barclay Way | - | - | Monitor load growth |  | - | - | Electric Vehicle | Y | - | - | - | -
LPN-S000000000617 | Barking West 11kV | Barking West | - | - | Monitor load growth |  | - | - | Electric Vehicle | Y | - | - | - | -
LPN-S000000001008 | Barnes B 6.6kV | Barnes B 6.6kV | - | - | Monitor load growth |  | - | - | Electric Vehicle | Y | - | - | - | -
EPN-S0000000H5042 | Barrack St Primary 11kV | Barrack Street Total | - | - | Monitor load growth |  | - | - | Heat pump | Y | - | - | - | -
EPN-S0000000H8069 | Barton Primary 11kV | Barton | - | - | Monitor load growth |  | - | - | Other | N | - | - | - | -
EPN-S0000000H4002 | Bassingbourn Primary 11kV | Bassingbourn | - | - | Monitor load growth |  | - | - | Electric Vehicle | N | - | - | - | -
EPN-S0000000H7024 | Bata Primary 11kV | Bata | - | - | Monitor load growth |  | - | - | Other | Y | - | - | - | -
SPN-S000000009103 | Beddington 33kV | Beddington 132/33 | - | - | Monitor load growth |  | - | - | Demand growth | N | - | - | - | -
LPN-S000000000407 | Beech St A 11kV | Beech Street A | - | - | Monitor load growth |  | - | - | Electric Vehicle | Y | - | - | - | -
LPN-S000000000408 | Beech St B 11kV | Beech Street B | - | - | Monitor load growth |  | - | - | Heat pump | Y | - | - | - | -
EPN-S0000000H5027 | Benhall Primary 11kV | Benhall | - | - | Monitor load growth |  | - | - | Electric Vehicle | Y | - | - | - | -
SPN-S000000008358 | Bensham Grove 6.6kV | Bensham Grove | - | - | Monitor load growth |  | - | - | Electric Vehicle | Y | - | - | - | -
EPN-S0000000H1040 | Bentwaters Primary 11kV | Bentwaters | - | - | Monitor load growth |  | - | - | Electric Vehicle | Y | - | - | - | -
EPN-S0000000H3032 | Berechurch Primary 11kV | Berechurch | - | - | Monitor load growth |  | - | - | Electric Vehicle | Y | - | - | - | -
LPN-S000000000640 | Blackwall Way 11kV | Blackwall Way 132/11 | - | - | Monitor load growth |  | - | - | Data Centre | Y | - | - | - | -
LPN-S000000000313 | Bloomfield Place 6.6kV | Bloomfield | - | - | Monitor load growth |  | - | - | Electric Vehicle | Y | - | - | - | -
EPN-S0000000H3025 | Boxted Primary 11kV | Boxted Total | - | - | Monitor load growth |  | - | - | Demand growth | Y | - | - | - | -
EPN-S0000000H3043 | Brantham Primary 11kV | Brantham | - | - | Monitor load growth |  | - | - | Electric Vehicle | Y | - | - | - | -
SPN-S000000009907 | Brighton Local 33kV | Brighton Local | - | - | Monitor load growth |  | - | - | Heat pump | N | - | - | - | -
SPN-S000000008307 | Brighton Town 11kV | Brighton Town Total | - | - | Monitor load growth |  | - | - | Electric Vehicle | Y | - | - | - | -
LPN-S000000003809 | Bromley Grid 33kV | Bromley Grid 33kV | - | - | Monitor load growth |  | - | - | Demand growth | N | - | - | - | -
SPN-S000000009165 | Burham Grid 33kV | Burham Grid | - | - | Monitor load growth |  | - | - | Electric Vehicle | N | - | - | - | -
LPN-S000000001014 | Burlington Rd 11kV | Burlington Road | - | - | Monitor load growth |  | - | - | Electric Vehicle | Y | - | - | - | -
EPN-S0000000D4033 | Burwell Local Grid 33kV | Burwell Local Grid 33 | - | - | Monitor load growth | Reinforcement in delivery | - | - | Electric Vehicle | N | - | - | - | -
EPN-S0000000F8006 | Bushey Mill Grid 11kV | Bushey Mill Grid 11 | - | - | Monitor load growth |  | - | - | Demand growth | N | - | - | - | -
LPN-S000000000112 | Calshot St 11kV | Calshot Street | - | - | Monitor load growth |  | - | - | Heat pump | Y | - | - | - | -
LPN-S000000000319 | Carnaby St 11 kV | Carnaby Street | - | - | DNOA (TR14) review completed |  | - | - | Heat pump | Y | - | - | - | -
LPN-S000000001017 | Carslake Rd 11kV | Carslake | - | - | Monitor load growth |  | - | - | Heat pump | Y | - | - | - | -
SPN-S000000008508 | Chatham West 11kV | Chatham West Total | - | - | Monitor load growth |  | - | - | Electric Vehicle | N | - | - | - | -
EPN-S0000000H7091 | Chinnor Primary 11kV | Chinnor | - | - | Monitor load growth |  | - | - | Electric Vehicle | N | - | - | - | -
LPN-S000000000415 | City Rd B 11kV | City Road B | - | - | Monitor load growth |  | - | - | Heat pump | Y | - | - | - | -
LPN-S000000000416 | City Rd C 11kV | City Road C | - | Not suitable for flexibility | - |  | - | - | Other | Y | - | - | - | -
EPN-S0000000F3044 | Colchester Grid 11kV | Colchester Grid 11 | - | - | Monitor load growth |  | - | - | Electric Vehicle | Y | - | - | - | -
EPN-S0000000H8009 | Coldharbour Farm 11kV | Coldharbour Farm | - | - | Monitor load growth |  | - | - | Electric Vehicle | N | - | - | - | -
EPN-S0000000H1013 | Cornard Primary 11kV | Cornard | - | - | Monitor load growth |  | - | - | Electric Vehicle | Y | - | - | - | -
EPN-S0000000D7027 | Coryton Grid 33kV | Coryton Grid 33 | - | Not suitable for flexibility | - |  | - | - | Electric Vehicle | N | - | - | - | -
SPN-S000000008626 | Crossways 11KV | Crossways | - | - | Monitor load growth |  | - | - | Demand growth | N | - | - | - | -
EPN-S0000000J7143 | Crouch End Primary 6.6kV | Crouch End | - | - | Monitor load growth |  | - | - | Heat pump | Y | - | - | - | -
SPN-S000000008605 | Croydon Central 11kV | Croydon Central | - | - | Monitor load growth |  | - | - | Electric Vehicle | Y | - | - | - | -
SPN-S000000009913 | Croydon Grid 11kV | Croydon Grid 11kV | - | - | Monitor load growth |  | - | - | Electric Vehicle | Y | - | - | - | -
EPN-S0000000H1070 | Debenham Primary 11kV | Debenham | - | - | Monitor load growth |  | - | - | Electric Vehicle | Y | - | - | - | -
LPN-S000000003722 | Deptford West 22kV | Deptford 22kV | - | - | Monitor load growth |  | - | - | Heat pump | N | - | - | - | -
LPN-S000000000786 | Deptford Grid 11kV | Deptford Grid | - | - | Monitor load growth |  | - | - | Demand growth | Y | - | - | - | -
LPN-S000000000418 | Devonshire Square 11kV | Devonshire Square | - | - | Monitor load growth |  | - | - | Demand growth | Y | - | - | - | -
SPN-S000000009917 | Dormansland Grid 33kV | Dormansland Grid | - | - | Monitor load growth |  | - | - | Electric Vehicle | N | - | - | - | -
LPN-S000000000328 | Duke St B 11kV | Duke Street | - | - | Monitor load growth |  | - | - | Electric Vehicle | Y | - | - | - | -
EPN-S0000000H5005 | Earlham Grid Local B 11kV | Earlham Grid Local B | - | - | Monitor load growth |  | - | - | Electric Vehicle | Y | - | - | - | -
EPN-S0000000H3036 | East Bay Primary 11kV | East Bay | - | - | Monitor load growth |  | - | - | Electric Vehicle | Y | - | - | - | -
EPN-S0000000D4178 | East Cambridge 33kV | East Cambridge Grid 33 | - | - | Monitor load growth | Reinforcement to be confirmed | bar: High to -
SPN-S000000008395 | East Croydon 6.6kV | East Croydon | - | - | Monitor load growth |  | - | - | Electric Vehicle | Y | - | - | - | -
SPN-S000000008627 | Ebbsfleet 11KV | Ebbsfleet | - | - | Monitor load growth |  | - | - | Electric Vehicle | N | - | - | - | -
LPN-S000000000330 | Ebury Bridge 11kV | Ebury Bridge | - | - | Monitor load growth |  | - | - | Heat pump | Y | - | - | - | -
EPN-S0000000H6004 | Egmere Primary 11kV | Egmere | - | Not suitable for flexibility | - |  | - | - | Electric Vehicle | Y | - | - | - | -
EPN-S0000000D7064 | Epping Grid 33kV | Epping Grid 33 | - | - | Monitor load growth |  | - | - | Electric Vehicle | N | - | - | - | -
LPN-S000000000796 | Erith 11kV | Erith | - | - | Monitor load growth |  | - | - | Electric Vehicle | Y | - | - | - | -
EPN-S0000000H1072 | Fagbury Rd Primary 11kV | Fagbury Road Total | - | - | Monitor load growth |  | - | - | Demand growth | N | - | - | - | -
LPN-S000000000428 | Finsbury Mkt A 11kV | Finsbury Market A | - | - | Monitor load growth |  | - | - | Electric Vehicle | Y | - | - | - | -
LPN-S000000003429 | Finsbury Market B 33kV | Finsbury Market B 33kV | - | - | Monitor load growth |  | - | - | Heat pump | N | - | - | - | -
LPN-S000000000430 | Finsbury Mkt D 11kV | Finsbury Market D | - | - | Monitor load growth |  | - | - | Electric Vehicle | Y | - | - | - | -
LPN-S000000000433 | Finsbury Mkt E 11kV | Finsbury Market E | - | - | Monitor load growth |  | - | - | Electric Vehicle | Y | - | - | - | -
LPN-S000000003433 | Finsbury Mkt F 33kV | Finsbury Market F 33kV | - | - | Monitor load growth |  | - | - | Demand growth | N | - | - | - | -
LPN-S000000000228 | Fisher St B 11kV | Fisher Street 132/11 | - | - | Monitor load growth |  | - | - | Demand growth | Y | - | - | - | -
EPN-S0000000H7005 | Fleethall Local Primary 11kV | Fleethall Local | - | - | Monitor load growth |  | - | - | Electric Vehicle | Y | - | - | - | -
SPN-S000000009320 | Morehall 132/11kV | Folkestone Morehall | - | - | Monitor load growth |  | - | - | Electric Vehicle | N | - | - | - | -
EPN-S0000000H7065 | Fords Dunton Primary 11kV | Fords Dunton | - | - | Monitor load growth |  | - | - | Demand growth | N | - | - | - | -
EPN-S0000000H1045 | Fore Hamlet Primary 11kV | Fore Hamlet Total | - | - | Monitor load growth |  | - | - | Electric Vehicle | Y | - | - | - | -
SPN-S000000008407 | Forest Row 11kV | Forest Row | - | - | Monitor load growth |  | - | - | Electric Vehicle | N | - | - | - | -
SPN-S000000008408 | Four Elms 11kV | Four Elms | - | - | Monitor load growth |  | - | - | Electric Vehicle | N | - | - | - | -
LPN-S000000000130 | Fulham Palace Rd C 11kV | Fulham Palace C | - | - | Monitor load growth |  | - | - | Heat pump | Y | - | - | - | -
EPN-S0000000H6005 | Funthams Ln Primary 11kV | Funthams Lane Total | - | - | Monitor load growth |  | - | - | Electric Vehicle | Y | - | - | - | -
SPN-S000000008532 | Gatwick Airport AF 11kV | Gatwick Airport A/F | - | - | Monitor load growth |  | - | - | Electric Vehicle | N | - | - | - | -
LPN-S000000000238 | Georgiana St 11kV | Georgiana Street | - | - | Monitor load growth |  | - | - | Heat pump | Y | - | - | - | -
LPN-S000000000240 | Gibbons Rd 11kV | Gibbons Road | - | - | Monitor load growth | Reinforcement in delivery | - | - | Demand growth | Y | - | - | - | -
SPN-S000000008563 | Goddards Green 11kV | Goddards Green 33/11 | - | - | Monitor load growth |  | - | - | Electric Vehicle | N | - | - | - | -
SPN-S000000008360 | Goudhurst 11kV | Goudhurst | - | - | Monitor load growth |  | - | - | Electric Vehicle | N | - | - | - | -
SPN-S000000008511 | Gravesend West 11kV | Gravesend West | - | - | Monitor load growth |  | - | - | Electric Vehicle | N | - | - | - | -
EPN-S0000000H5077 | Great Witchingham Primary 11kV | Great Witchingham | - | Not suitable for flexibility | - |  | - | - | Demand growth | N | - | - | - | -
SPN-S000000009985 | Grovehurst Energy 33kV | Grovehurst | - | - | Monitor load growth |  | - | - | Electric Vehicle | N | - | - | - | -
EPN-S0000000H5017 | Hacheston Primary 11kV | Hacheston | - | - | Monitor load growth |  | - | - | Electric Vehicle | Y | - | - | - | -
LPN-S000000000442 | Hackney C 6.6kV | Hackney C | - | - | Monitor load growth |  | - | - | Other | Y | - | - | - | -
LPN-S000000003436 | Hackney Grid 66kV | Hackney Grid 66kV | - | - | Monitor load growth |  | - | - | Heat pump | N | - | - | - | -
SPN-S000000008615 | Halling 11kV | Halling | - | - | Monitor load growth |  | - | - | Electric Vehicle | N | - | - | - | -
SPN-S000000009923 | Hastings 33kV | Hastings 132/33 | - | - | Monitor load growth |  | - | - | Electric Vehicle | N | - | - | - | -
LPN-S000000000453 | Hearn St 11kV | Hearn Street | - | - | Monitor load growth |  | - | - | Heat pump | Y | - | - | - | -
EPN-S0000000H7010 | Hedley Av Hss 11kV | Hedley Avenue | - | - | Monitor load growth |  | - | - | Electric Vehicle | Y | - | - | - | -
EPN-S0000000H5018 | Henstead Primary 11kV | Henstead | - | - | Monitor load growth |  | - | - | Electric Vehicle | Y | - | - | - | -
SPN-S000000009967 | Herne Bay Grid 33kV | Herne Bay Grid | - | - | Monitor load growth |  | - | - | Electric Vehicle | N | - | - | - | -
SPN-S000000008417 | Herne Bay 11kV | Herne Bay Total | - | - | Monitor load growth |  | - | - | Other | N | - | - | - | -
EPN-S0000000H1037 | Hitcham Primary 11kV | Hitcham | - | - | Monitor load growth |  | - | - | Electric Vehicle | Y | - | - | - | -
EPN-S0000000H1046 | Honington Primary 11kV | Honington | - | - | Monitor load growth |  | - | - | Electric Vehicle | Y | - | - | - | -
LPN-S000000000349 | Hyde Park Estate B 11kV | Hyde Park B | - | - | Monitor load growth |  | - | - | Heat pump | Y | - | - | - | -
EPN-S0000000D5089 | Ilketshall Grid 33kV | Ilketshall Grid 33 | - | - | Monitor load growth |  | - | - | Electric Vehicle | N | - | - | - | -
LPN-S000000000353 | Imperial College 6.6kV | Imperial College | - | - | Monitor load growth |  | - | - | Heat pump | Y | - | - | - | -
SPN-S000000008424 | Kemp Town 11kV | Kemp Town | - | - | Monitor load growth |  | - | - | Electric Vehicle | Y | - | - | - | -
SPN-S000000008319 | Kenardington 6.6kV | Kenardington | - | - | Monitor load growth | Reinforcement in delivery | - | - | Other | Y | - | - | - | -
EPN-S0000000H1063 | Kennett Primary 11kV | Kennett | - | - | Monitor load growth |  | - | - | Electric Vehicle | Y | - | - | - | -
EPN-S0000000H8097 | Kenton Primary 11kV | Kenton | - | - | Monitor load growth |  | - | - | Electric Vehicle | Y | - | - | - | -
LPN-S0000000L0645 | Kings Yard A 11kV | Kings Yard A | - | - | Monitor load growth |  | - | - | Electric Vehicle | Y | - | - | - | -
LPN-S0000000L0646 | Kings Yard B 11kV | Kings Yard B | - | Not suitable for flexibility | - |  | - | - | Electric Vehicle | Y | - | - | - | -
SPN-S000000009525 | Kingsnorth Grid 11kV | Kingsnorth | - | - | Monitor load growth |  | - | - | Other | N | - | - | - | -
SPN-S000000009126 | Kingston Grid 33kV | Kingston Grid | - | - | Monitor load growth |  | - | - | Electric Vehicle | N | - | - | - | -
LPN-S000000000248 | Kingsway 11kV | Kingsway | - | - | Monitor load growth |  | - | - | Demand growth | Y | - | - | - | -
EPN-S0000000H5034 | Knapton Primary 11kV | Knapton | - | - | Monitor load growth |  | - | - | Electric Vehicle | Y | - | - | - | -
EPN-S0000000H8121 | Leavesden Studios Primary 11kV | Leavesden Studios | - | - | Monitor load growth |  | - | - | Demand growth | N | - | - | - | -
EPN-S0000000D8122 | Leicester Rd Grid 33kV | Leicester Road 33 | - | - | Monitor load growth |  | - | - | Electric Vehicle | N | - | - | - | -
LPN-S000000000359 | Leicester Sq 11kV | Leicester Square | - | - | Monitor load growth |  | - | - | Heat pump | Y | - | - | - | -
LPN-S000000000463 | Limeburner Ln 11kV | Limeburner Lane | - | - | Monitor load growth |  | - | - | Electric Vehicle | Y | - | - | - | -
EPN-S0000000H4069 | Linton Primary 11kV | Linton Total | - | - | Monitor load growth |  | - | - | Electric Vehicle | Y | - | - | - | -
SPN-S000000009377 | Littlebrook Park 11kV | Littlebrook Park 132/11 | - | - | Monitor load growth |  | - | - | Electric Vehicle | N | - | - | - | -
LPN-S000000001040 | Lombard Rd B 11kV | Lombard Road B | - | - | Monitor load growth |  | - | - | Heat pump | Y | - | - | - | -
SPN-S000000008656 | Longfield 11kV | Longfield | - | - | Monitor load growth |  | - | - | Electric Vehicle | N | - | - | - | -
LPN-S000000000256 | Longford St B 11kV | Longford Street | - | - | Monitor load growth |  | - | - | Heat pump | Y | - | - | - | -
SPN-S000000008646 | Lordswood 11KV | Lordswood | - | - | Monitor load growth |  | - | - | Electric Vehicle | N | - | - | - | -
EPN-S0000000D8056 | Luton North Grid 33kV | Luton North 33kV | - | - | Monitor load growth |  | - | - | Electric Vehicle | N | - | - | - | -
EPN-S0000000H4070 | Madingley Rd Primary 11kV | Madingley Road | - | - | Monitor load growth |  | - | - | Demand growth | N | - | - | - | -
SPN-S000000009532 | Maidstone Grid North 11kV | Maidstone Grid North | - | - | Monitor load growth |  | - | - | Electric Vehicle | N | - | - | - | -
SPN-S000000008616 | Manston 11kV | Manston | - | - | Monitor load growth |  | - | - | Electric Vehicle | N | - | - | - | -
SPN-S000000008655 | Margate 11kV | Margate | - | - | Monitor load growth |  | - | - | Electric Vehicle | N | - | - | - | -
EPN-S0000000D4022 | Marston Rd Grid 33kV | Marston Grid 33 | - | - | Monitor load growth |  | - | - | Electric Vehicle | N | - | - | - | -
EPN-S0000000H7016 | May & Baker Primary 11kV | May & Baker | - | - | Monitor load growth |  | - | - | Electric Vehicle | Y | - | - | - | -
EPN-S0000000H4078 | Milton Rd Primary 11kV | Milton Road | - | - | Monitor load growth |  | - | - | Other | N | - | - | - | -
LPN-S000000000958 | Montford Place B 11kV | Montford Place Total | - | - | Monitor load growth |  | - | - | Heat pump | Y | - | - | - | -
LPN-S000000000365 | Moreton Street 11kV | Moreton Street | - | - | Monitor load growth |  | - | - | Heat pump | N | - | - | - | -
LPN-S000000000365 | Moreton Street 11kV GT5 GT6 | Moreton Street | - | - | Monitor load growth |  | - | - | Heat pump | N | - | - | - | -
LPN-S000000000369 | Moscow Rd 6.6kV | Moscow Road | - | - | Monitor load growth |  | - | - | Heat pump | Y | - | - | - | -
LPN-S000000003369 | Moscow Rd 22kV | Moscow Road 22kV | - | - | Monitor load growth |  | - | - | Heat pump | N | - | - | - | -
SPN-S000000009934 | Moulsecoomb Grid 33kV | Moulsecoomb Grid | - | Not suitable for flexibility | - |  | - | - | Electric Vehicle | N | - | - | - | -
EPN-S0000000H5022 | Mulbarton Primary 11kV | Mulbarton | - | - | Monitor load growth |  | - | - | Electric Vehicle | Y | - | - | - | -
LPN-S000000000962 | Neckinger 11kV | Neckinger | - | - | Monitor load growth |  | - | - | Heat pump | Y | - | - | - | -
LPN-S000000000664 | Nelson St 11kV | Nelson St C 11kV | - | - | Monitor load growth | Reinforcement completed | - | - | Demand growth | Y | - | - | - | -
LPN-S000000000664 | Nelson Street | Nelson St C 11kV | - | - | Monitor load growth | Reinforcement completed | - | - | Demand growth | Y | - | - | - | -
SPN-S000000008682 | New Hythe | New Hythe | - | - | Monitor load growth |  | - | - | Demand growth | N | - | - | - | -
LPN-S000000000965 | Newington House B 11kV | Newington House | - | - | Monitor load growth |  | - | - | Demand growth | Y | - | - | - | -
SPN-S000000009136 | Ninfield Grid 33kV | Ninfield Grid | - | - | Monitor load growth |  | - | - | Electric Vehicle | N | - | - | - | -
SPN-S000000008447 | North Sevenoaks 11kV | North Sevenoaks | - | - | Monitor load growth |  | - | - | Electric Vehicle | N | - | - | - | -
EPN-S0000000H6075 | Northwold Primary 11kV | Northwold | - | - | Monitor load growth |  | - | - | Electric Vehicle | Y | - | - | - | -
LPN-S000000000174 | Old Brompton Rd B 11kV | Old Brompton Road | - | - | Monitor load growth |  | - | - | Heat pump | Y | - | - | - | -
LPN-S000000000771 | Old School Close 11kV | Old School Close | - | - | Monitor load growth |  | - | - | Electric Vehicle | Y | - | - | - | -
LPN-S000000000673 | Osborn St B 11kV | Osborn Street 132/11 | - | - | Monitor load growth |  | - | - | Demand growth | Y | - | - | - | -
EPN-S0000000H1016 | Oysterbed Rd 11kV | Oysterbed Road | - | - | Monitor load growth |  | - | - | Demand growth | N | - | - | - | -
EPN-S0000000H5035 | Peachman Way Primary 11kV | Peachman Way Total | - | - | Monitor load growth |  | - | - | Electric Vehicle | Y | - | - | - | -
SPN-S000000009139 | Pembury Grid 33kV | Pembury Grid | - | - | Monitor load growth |  | - | - | Electric Vehicle | N | - | - | - | -
SPN-S000000008457 | Penshurst 11kV | Penshurst | - | - | Monitor load growth |  | - | - | Electric Vehicle | N | - | - | - | -
EPN-S0000000H4050 | Perry Primary 11kV | Perry | - | - | Monitor load growth |  | - | - | Electric Vehicle | N | - | - | - | -
EPN-S0000000F6057 | Peterborough East Grid 11kV | Peterborough East | - | - | Monitor load growth |  | - | - | Demand growth | Y | - | - | - | -
EPN-S0000000F6039 | Peterborough South Grid 11kV | Peterborough South Grid 11 | - | - | Monitor load growth |  | - | - | Electric Vehicle | Y | - | - | - | -
EPN-S0000000D6039 | Peterborough South Grid 33kV | Peterborough South Grid 33 | - | Not suitable for flexibility | - |  | - | - | Demand growth | N | - | - | - | -
SPN-S000000008458 | Petts Wood 11kV | Petts Wood (SPN) | - | - | Monitor load growth |  | - | - | Other | N | - | - | - | -
EPN-S0000000H8038 | Pitstone Primary 11kV | Pitstone | - | - | Monitor load growth |  | - | - | Electric Vehicle | N | - | - | - | -
SPN-S000000008545 | Portslade 11kV | Portslade | - | - | Monitor load growth |  | - | - | Electric Vehicle | Y | - | - | - | -
SPN-S000000009978 | Prologis 11kV | Prologis 132/11 | - | - | Monitor load growth |  | - | - | Demand growth | N | - | - | - | -
EPN-S0000000H7013 | Purfleet Primary 11kV T1 & T2 | Purfleet T1 & T2 | - | - | Monitor load growth |  | - | - | Electric Vehicle | N | - | - | - | -
EPN-S0000000H7013 | Purfleet Primary 11kV T3 & T4 | Purfleet T1 & T2 | - | - | Monitor load growth |  | - | - | Electric Vehicle | N | - | - | - | -
SPN-S000000008368 | Queenborough 6.6kV | Queenborough | - | - | Monitor load growth |  | - | - | Electric Vehicle | N | - | - | - | -
EPN-S0000000H4011 | Radnor Primary 11kV | Radnor | - | - | Monitor load growth | Reinforcement in delivery | - | - | Demand growth | N | - | - | - | -
EPN-S0000000H4086 | RAF Alconbury Primary 11kV | RAF Alconbury | - | Not suitable for flexibility | - |  | - | - | Demand growth | N | - | - | - | -
SPN-S000000008337 | Redhill Primary 11kV | Redhill | - | - | Monitor load growth |  | - | - | Electric Vehicle | N | - | - | - | -
SPN-S000000009957 | Richborough Grid 33kV | Richborough Grid | - | - | Monitor load growth |  | - | - | Electric Vehicle | N | - | - | - | -
EPN-S0000000H1073 | Rickinghall Primary 11kV | Rickinghall | - | - | Monitor load growth |  | - | - | Demand growth | Y | - | - | - | -
SPN-S000000008468 | Robertsbridge 11kV | Robertsbridge | - | - | Monitor load growth |  | - | - | Electric Vehicle | N | - | - | - | -
EPN-S0000000H7001 | Romford North Primary 11kV | Romford North | - | - | Monitor load growth |  | - | - | Electric Vehicle | Y | - | - | - | -
SPN-S000000008472 | Rottingdean 11kV | Rottingdean Total | - | - | Monitor load growth |  | - | - | Electric Vehicle | Y | - | - | - | -
SPN-S000000009943 | Ruckinge Grid 33kV | Ruckinge Grid | - | - | Monitor load growth |  | - | - | Electric Vehicle | N | - | - | - | -
SPN-S000000008474 | Rusthall 11kV | Rusthall | - | - | Monitor load growth |  | - | - | Electric Vehicle | N | - | - | - | -
EPN-S0000000H8146 | Saunderton Primary 11kV | Saunderton | - | - | Monitor load growth |  | - | - | Electric Vehicle | N | - | - | - | -
EPN-S0000000H5059 | Scottow Primary 11kV | Scottow | - | - | Monitor load growth |  | - | - | Other | Y | - | - | - | -
EPN-S0000000G8102 | Sentrum Watford 33kV | Sentrum Watford (Inset) | - | - | Monitor load growth |  | - | - | Demand growth | N | - | - | - | -
EPN-S0000000D7034 | Shell Grid 33kV | Shell Grid 33 | - | Not suitable for flexibility | - |  | - | - | Electric Vehicle | N | - | - | - | -
LPN-S000000000283 | Shorts Gdns 11kV | Shorts Gardens | - | - | Monitor load growth |  | - | - | Heat pump | Y | - | - | - | -
EPN-S0000000H1075 | Shotley Primary 11kV | Shotley | - | - | Monitor load growth |  | - | - | Electric Vehicle | Y | - | - | - | -
LPN-S000000000684 | Silvertown B 11kV | Silvertown | - | - | Monitor load growth |  | - | - | Other | Y | - | - | - | -
LPN-S000000000683 | Simpsons Road 11kV | Simpsons Road | - | - | Monitor load growth |  | - | - | Heat pump | Y | - | - | - | -
SPN-S000000009145 | Smallfield Grid 33kV | Smallfield Grid | - | - | Monitor load growth |  | - | - | Electric Vehicle | N | - | - | - | -
EPN-S0000000H1189 | Snetterton Primary 11kV | Snetterton | - | Not suitable for flexibility | - |  | - | - | Demand growth | N | - | - | - | -
LPN-S000000000979 | South Bank 11kV | South Bank | - | - | Monitor load growth |  | - | - | Demand growth | Y | - | - | - | -
EPN-S0000000H7078 | South Benfleet Primary 11kV | South Benfleet Primary | - | - | Monitor load growth |  | - | - | Electric Vehicle | Y | - | - | - | -
SPN-S000000008547 | South Worthing 11kV | South Worthing | - | - | Monitor load growth |  | - | - | Electric Vehicle | N | - | - | - | -
EPN-S0000000F7057 | Southend Grid 11kV | Southend Grid 11 | - | - | Monitor load growth |  | - | - | Electric Vehicle | Y | - | - | - | -
SPN-S000000008542 | Southwater 11kV | Southwater | - | - | Monitor load growth |  | - | - | Electric Vehicle | N | - | - | - | -
LPN-S000000003383 | St Johns Wood 22kV | St Johns Wood 22kV | - | - | Monitor load growth |  | - | - | Heat pump | N | - | - | - | -
EPN-S0000000H5071 | St Stephens Primary 11kV | St Stephens | - | - | Monitor load growth |  | - | - | Heat pump | Y | - | - | - | -
EPN-S0000000H7035 | Stansted Airport Main Pr 11kV | Stansted Airport | - | - | Monitor load growth |  | - | - | Electric Vehicle | Y | - | - | - | -
SPN-S000000008491 | Stelrad 11kV | Stelrad Ramsgate | - | Not suitable for flexibility | - |  | - | - | Demand growth | N | - | - | - | -
LPN-S000000000922 | Stewarts Rd 11kV | Stewarts Road | - | - | Monitor load growth |  | - | - | Demand growth | Y | - | - | - | -
SPN-S000000009914 | Steyning Grid 33kV | Steyning Grid | - | - | Monitor load growth |  | - | - | Electric Vehicle | N | - | - | - | -
SPN-S000000008546 | Steyning 11kV | Steyning Local | - | - | Monitor load growth |  | - | - | Other | N | - | - | - | -
SPN-S000000008494 | Stone 11kV | Stone (SPN) | - | Not suitable for flexibility | - |  | - | - | Other | N | - | - | - | -
EPN-S0000000H8019 | Stopsley 11kV | Stopsley | - | - | Monitor load growth |  | - | - | Electric Vehicle | N | - | - | - | -
SPN-S000000008373 | Suffolk Road 6.6kV | Suffolk Road | - | - | Monitor load growth |  | - | - | Electric Vehicle | Y | - | - | - | -
EPN-S0000000H8086 | Sundon Primary 11kV T1&T2 | Sundon 11 T1&T2 | - | - | Monitor load growth |  | - | - | Demand growth | N | - | - | - | -
EPN-S0000000H8086 | Sundon Primary 11kV T3&T4 | Sundon 11 T1&T2 | - | - | Monitor load growth |  | - | - | Demand growth | N | - | - | - | -
EPN-S0000000D6042 | Swaffham Grid 33kV | Swaffham Grid 33 | - | - | Monitor load growth |  | - | - | Electric Vehicle | N | - | - | - | -
SPN-S000000008349 | Thanet 11kV | Thanet Local | - | - | Monitor load growth |  | - | - | Electric Vehicle | N | - | - | - | -
EPN-S0000000F5014 | Thorpe Gd Local 11kV | Thorpe Grid Local | - | - | Monitor load growth |  | - | - | Electric Vehicle | Y | - | - | - | -
SPN-S000000008500 | Ticehurst 11kV | Ticehurst | - | - | Monitor load growth |  | - | - | Electric Vehicle | N | - | - | - | -
EPN-S0000000H3064 | Tillingham Primary 11kV | Tillingham Total | - | - | Monitor load growth |  | - | - | Electric Vehicle | Y | - | - | - | -
LPN-S000000000915 | Tooley St 11kV | Tooley Street | - | - | Monitor load growth |  | - | - | Electric Vehicle | Y | - | - | - | -
LPN-S000000000183 | Townmead B 11kV | Townmead | - | - | Monitor load growth |  | - | - | Heat pump | Y | - | - | - | -
SPN-S000000009951 | Tunbridge Wells Grid 33kV | Tunbridge Wells 132/33 | - | - | Monitor load growth |  | - | - | Electric Vehicle | N | - | - | - | -
SPN-S000000008352 | Twickenham 11kV | Twickenham | - | - | Monitor load growth |  | - | - | Electric Vehicle | Y | - | - | - | -
LPN-S000000000988 | Verney Rd 11kV | Verney Road | - | - | Monitor load growth | Reinforcement in delivery | - | - | Heat pump | Y | - | - | - | -
LPN-S000000000193 | Victoria Gdns 6.6kV | Victoria Gardens | - | - | Monitor load growth |  | - | - | Heat pump | Y | - | - | - | -
LPN-S000000000195 | Victoria St 11kV | Victoria Street | - | - | Monitor load growth |  | - | - | Electric Vehicle | Y | - | - | - | -
EPN-S0000000D6077 | Walsoken Grid 33kV | Walsoken Grid 33 | - | - | Monitor load growth |  | - | - | Electric Vehicle | N | - | - | - | -
EPN-S0000000F7022 | Waltham Park 11kV | Waltham Park Grid | - | - | Monitor load growth |  | - | - | Demand growth | Y | - | - | - | -
LPN-S000000004094 | Wandsworth 66kV | Wandsworth Grid 66kV | - | - | Monitor load growth |  | - | - | Heat pump | N | - | - | - | -
EPN-S0000000H8065 | Warners End Primary 11kV | Warners End | - | - | Monitor load growth |  | - | - | Electric Vehicle | N | - | - | - | -
EPN-S0000000H8044 | Warren Springs Primary 11kV | Warren Springs | - | - | Monitor load growth |  | - | - | Electric Vehicle | N | - | - | - | -
EPN-S0000000H8045 | Wembley Park 11kV | Wembley Park | - | - | Monitor load growth |  | - | - | Electric Vehicle | Y | - | - | - | -
EPN-S0000000H4092 | West Bedford Primary 11kV | West Bedford | - | - | Monitor load growth |  | - | - | Electric Vehicle | N | - | - | - | -
LPN-S000000000639 | West Ferry Circus 11kV | West Ferry Circus | - | - | Monitor load growth |  | - | - | Electric Vehicle | Y | - | - | - | -
LPN-S000000003696 | West Ham 66kV | West Ham 66kV | - | - | Monitor load growth |  | - | - | Demand growth | N | - | - | - | -
LPN-S000000000695 | West Ham Grid 11kV | West Ham Grid Total | - | - | Monitor load growth |  | - | - | Demand growth | Y | - | - | - | -
EPN-S0000000H3012 | West Hanningfield Pri 11kV | West Hanningfield Total | - | - | Monitor load growth |  | - | - | Electric Vehicle | Y | - | - | - | -
EPN-S0000000H7055 | West Hertford Primary 11kV | West Hertford | - | - | Monitor load growth |  | - | - | Other | N | - | - | - | -
EPN-S0000000H5085 | Weston Longville Primary 11kV | Weston Longville | - | - | Monitor load growth |  | - | - | Electric Vehicle | Y | - | - | - | -
EPN-S0000000D8023 | Westoning Grid 33kV | Westoning Grid | - | - | Monitor load growth |  | - | - | Electric Vehicle | N | - | - | - | -
EPN-S0000000H5039 | Whapload Rd Primary 11kV | Whapload Road | - | - | Monitor load growth |  | - | - | Electric Vehicle | Y | - | - | - | -
LPN-S000000000495 | Whiston Rd 11kV | Whiston Road | - | - | Monitor load growth |  | - | - | Heat pump | Y | - | - | - | -
EPN-S0000000H3054 | Witham Primary 11kV | Witham | - | - | Monitor load growth |  | - | - | Electric Vehicle | Y | - | - | - | -
EPN-S0000000H5048 | Worstead Primary 11kV | Worstead | - | Not suitable for flexibility | - |  | - | - | Electric Vehicle | Y | - | - | - | -
SPN-S000000008354 | Worthing Town 11kV | Worthing Town Total | - | - | Monitor load growth |  | - | - | Electric Vehicle | N | - | - | - | -
EPN-S0000000H3056 | Writtle St Primary 11kV | Writtle Street | - | - | Monitor load growth |  | - | - | Electric Vehicle | Y | - | - | - | -
EPN-S0000000D8109 | Wymondley Grid 33kV | Wymondley Grid 33 | - | - | Monitor load growth |  | - | - | Electric Vehicle | N | - | - | - | -